## Metadata
Data Dictionary
Column Heading | Description
Associated GSP Group | Name of the upstream Grid Supply Point (GSP) group which supplies the substation. Note that multiple GSPs can run in parallel so are therefore reported as groups.
Bulk Supply Point | Name of the upstream Bulk Supply Point (BSP) which supplies the substation.
Substation | Name of the substation for which the generation and demand headroom figures have been calculated.
Supply Level | Identifier for whether the substation is a Primary or a Bulk Supply Point. The definition is supplied in the 'NDP Methodology Report'.
Voltage Level (kV) | Voltage of the lower voltage side of the transformation at the substation.
Latitude | Latitude and longitude of the location of the substation.
Longitude
Scenario | Identifier for one of the four Distribution Future Energy Scenarios (DFES) or WPD Best View scenario the headroom figures refer to
Units | The units used to define the headroom available at each substation under each scenario and all of the years reported on (see below)
Limiting constraint | For generation headroom worksheet only. Identifier for the limiting factor (either thermal or fault level) that triggers the constraint when the generation headroom falls below zero.
0 | Defines the year snapshot for the headroom calculation, where the year refers to the end of the calendar year
2022
2023
2024
2025
2026
2027
2028
2029
2030
2031
2032
2033
2034
2035
2040
2045
2050

## Demand headroom
Associated GSP Group | Bulk Supply Point | Substation | Supply Level | Voltage Level (kV) | Latitude | Longitude | Scenario | Units | 0 | 2022 | 2023 | 2024 | 2025 | 2026 | 2027 | 2028 | 2029 | 2030 | 2031 | 2032 | 2033 | 2034 | 2035 | 2040 | 2045 | 2050
Cardiff East & Aberthaw 132 kV | Brynhill 33kV | Barry Grid Primary | Primary | 11 | -3.2787 | 51.4141 | Consumer Transformation | Thermal headroom (MW) | 5.61 | 5.54 | 5.32 | 5.03 | 4.37 | 3.44 | 2.54 | 1.62 | 0.69 | -0.27 | -2.41 | -4.61 | -6.84 | -8.86 | -10.81 | -23.37 | -31.25 | -35.62
Cardiff East & Aberthaw 132 kV | Brynhill 33kV | Barry Grid Primary | Primary | 11 | -3.2787 | 51.4141 | Leading the Way | Thermal headroom (MW) | 5.61 | 5.31 | 4.81 | 4.18 | 3 | 1.14 | -0.58 | -2.47 | -4.5 | -6.65 | -9.08 | -11.65 | -14.22 | -16.42 | -18.5 | -26.7 | -30.57 | -33.08
Cardiff East & Aberthaw 132 kV | Brynhill 33kV | Barry Grid Primary | Primary | 11 | -3.2787 | 51.4141 | Steady Progression | Thermal headroom (MW) | 5.61 | 5.78 | 5.83 | 5.85 | 5.62 | 5 | 4.42 | 3.8 | 3.09 | 2.28 | 1.55 | 0.79 | -0.07 | -0.81 | -1.57 | -6.94 | -10.75 | -13.26
Cardiff East & Aberthaw 132 kV | Brynhill 33kV | Barry Grid Primary | Primary | 11 | -3.2787 | 51.4141 | System Transformation | Thermal headroom (MW) | 5.61 | 5.68 | 5.6 | 5.51 | 5.11 | 4.7 | 4.26 | 3.69 | 3.01 | 2.34 | 1.44 | 0.5 | -0.44 | -1.26 | -2.08 | -8.19 | -10.67 | -11.49
Cardiff East & Aberthaw 132 kV | Brynhill 33kV | Barry Grid Primary | Primary | 11 | -3.2787 | 51.4141 | WPD Best View | Thermal headroom (MW) | 5.61 | 5.78 | 5.83 | 5.85 | 5.62 | 5 | 4.42 | 3.8 | 3.09 | 2.28 | 1.55 | 0.79 | -0.07 | -0.81 | -1.57 | -6.94 | -10.75 | -13.26
Cardiff East & Aberthaw 132 kV | Brynhill 33kV | Broad St.Barry | Primary | 11 | -3.2727 | 51.4034 | Consumer Transformation | Thermal headroom (MW) | 20.2 | 20.08 | 19.85 | 19.7 | 19.48 | 19.05 | 18.62 | 18.01 | 17.36 | 16.59 | 15.27 | 13.94 | 12.62 | 11.41 | 10.26 | 5.42 | 2.58 | 1.13
Cardiff East & Aberthaw 132 kV | Brynhill 33kV | Broad St.Barry | Primary | 11 | -3.2727 | 51.4034 | Leading the Way | Thermal headroom (MW) | 20.2 | 19.93 | 19.54 | 19.23 | 18.82 | 18.09 | 17.3 | 16.4 | 15.47 | 14.37 | 13.09 | 11.68 | 10.33 | 9.11 | 7.99 | 5.33 | 4.79 | 4.88
Cardiff East & Aberthaw 132 kV | Brynhill 33kV | Broad St.Barry | Primary | 11 | -3.2727 | 51.4034 | Steady Progression | Thermal headroom (MW) | 20.2 | 20.25 | 20.24 | 20.26 | 20.28 | 20.2 | 20.11 | 19.98 | 19.83 | 19.62 | 19.24 | 18.84 | 18.4 | 17.96 | 17.45 | 14.09 | 11.19 | 10.23
Cardiff East & Aberthaw 132 kV | Brynhill 33kV | Broad St.Barry | Primary | 11 | -3.2727 | 51.4034 | System Transformation | Thermal headroom (MW) | 20.2 | 20.15 | 20.03 | 19.97 | 19.89 | 19.77 | 19.63 | 19.44 | 19.24 | 18.93 | 18.48 | 17.95 | 17.36 | 16.67 | 15.98 | 12.42 | 11.54 | 11.52
Cardiff East & Aberthaw 132 kV | Brynhill 33kV | Broad St.Barry | Primary | 11 | -3.2727 | 51.4034 | WPD Best View | Thermal headroom (MW) | 20.2 | 20.25 | 20.24 | 20.26 | 20.28 | 20.2 | 20.11 | 19.98 | 19.83 | 19.62 | 19.24 | 18.84 | 18.4 | 17.96 | 17.45 | 14.09 | 11.19 | 10.23
Cardiff East & Aberthaw 132 kV | Brynhill 33kV | Court Road Barry | Primary | 11 | -2.9801 | 50.9473 | Consumer Transformation | Thermal headroom (MW) | 20.07 | 20.05 | 19.93 | 19.87 | 19.78 | 19.52 | 19.31 | 18.99 | 18.66 | 18.41 | 17.74 | 17.03 | 16.31 | 15.62 | 14.93 | 11.09 | 8.51 | 7.37
Cardiff East & Aberthaw 132 kV | Brynhill 33kV | Court Road Barry | Primary | 11 | -2.9801 | 50.9473 | Leading the Way | Thermal headroom (MW) | 20.07 | 19.95 | 19.71 | 19.54 | 19.29 | 18.79 | 18.38 | 17.76 | 17.02 | 16.5 | 15.75 | 15 | 14.25 | 13.51 | 12.83 | 10.75 | 10.04 | 9.85
Cardiff East & Aberthaw 132 kV | Brynhill 33kV | Court Road Barry | Primary | 11 | -2.9801 | 50.9473 | Steady Progression | Thermal headroom (MW) | 20.07 | 20.14 | 20.11 | 20.14 | 20.17 | 20.11 | 20.06 | 19.95 | 19.81 | 19.69 | 19.49 | 19.29 | 19.07 | 18.85 | 18.62 | 17.13 | 15.84 | 15.25
Cardiff East & Aberthaw 132 kV | Brynhill 33kV | Court Road Barry | Primary | 11 | -2.9801 | 50.9473 | System Transformation | Thermal headroom (MW) | 20.07 | 20.09 | 20.01 | 20 | 19.98 | 19.89 | 19.82 | 19.6 | 19.36 | 19.18 | 18.93 | 18.67 | 18.4 | 18.14 | 17.89 | 16.28 | 15.66 | 15.54
Cardiff East & Aberthaw 132 kV | Brynhill 33kV | Court Road Barry | Primary | 11 | -2.9801 | 50.9473 | WPD Best View | Thermal headroom (MW) | 20.07 | 20.14 | 20.11 | 20.14 | 20.17 | 20.11 | 20.06 | 19.95 | 19.81 | 19.69 | 19.49 | 19.29 | 19.07 | 18.85 | 18.62 | 17.13 | 15.84 | 15.25
Cardiff East & Aberthaw 132 kV | Brynhill 33kV | Cowbridge | Primary | 11 | -3.4468 | 51.4626 | Consumer Transformation | Thermal headroom (MW) | 6 | 5.94 | 5.69 | 5.27 | 4.89 | 4.28 | 3.86 | 3.43 | 3 | 2.56 | 1.92 | 1.03 | 0.1 | -0.78 | -1.63 | -5.75 | -7.64 | -8.45
Cardiff East & Aberthaw 132 kV | Brynhill 33kV | Cowbridge | Primary | 11 | -3.4468 | 51.4626 | Leading the Way | Thermal headroom (MW) | 6 | 5.88 | 5.56 | 5.04 | 4.61 | 3.79 | 3.12 | 2.37 | 1.55 | 0.53 | -0.26 | -1.1 | -1.91 | -2.7 | -3.39 | -6.08 | -6.86 | -7
Cardiff East & Aberthaw 132 kV | Brynhill 33kV | Cowbridge | Primary | 11 | -3.4468 | 51.4626 | Steady Progression | Thermal headroom (MW) | 6 | 6.04 | 5.97 | 5.79 | 5.69 | 5.37 | 5.13 | 4.87 | 4.59 | 4.28 | 3.9 | 3.53 | 3.12 | 2.71 | 2.29 | -0.9 | -2.61 | -3.1
Cardiff East & Aberthaw 132 kV | Brynhill 33kV | Cowbridge | Primary | 11 | -3.4468 | 51.4626 | System Transformation | Thermal headroom (MW) | 6 | 5.98 | 5.82 | 5.55 | 5.36 | 5.09 | 4.91 | 4.67 | 4.4 | 4.11 | 3.82 | 3.5 | 3.18 | 2.87 | 2.6 | -0.76 | -2.28 | -2.64
Cardiff East & Aberthaw 132 kV | Brynhill 33kV | Cowbridge | Primary | 11 | -3.4468 | 51.4626 | WPD Best View | Thermal headroom (MW) | 6 | 6.04 | 5.96 | 5.78 | 5.68 | 5.36 | 5.11 | 4.85 | 4.56 | 4.24 | 3.87 | 3.5 | 3.09 | 2.68 | 2.25 | -1 | -2.72 | -3.2
Cardiff East & Aberthaw 132 kV | Brynhill 33kV | Ship Hill Barry | Primary | 11 | -3.2858 | 51.3952 | Consumer Transformation | Thermal headroom (MW) | 20.12 | 20.12 | 20.07 | 19.99 | 19.83 | 19.58 | 19.34 | 19.1 | 18.85 | 18.59 | 18.19 | 17.78 | 17.17 | 16.56 | 15.99 | 12.74 | 10.58 | 9.5
Cardiff East & Aberthaw 132 kV | Brynhill 33kV | Ship Hill Barry | Primary | 11 | -3.2858 | 51.3952 | Leading the Way | Thermal headroom (MW) | 20.12 | 20.05 | 19.91 | 19.76 | 19.54 | 19.13 | 18.75 | 18.33 | 17.94 | 17.46 | 16.85 | 16.21 | 15.54 | 14.9 | 14.3 | 12.38 | 11.6 | 11.26
Cardiff East & Aberthaw 132 kV | Brynhill 33kV | Ship Hill Barry | Primary | 11 | -3.2858 | 51.3952 | Steady Progression | Thermal headroom (MW) | 20.12 | 20.2 | 20.24 | 20.27 | 20.29 | 20.23 | 20.17 | 20.08 | 19.97 | 19.83 | 19.64 | 19.42 | 19.19 | 18.94 | 18.69 | 17.26 | 16.04 | 15.5
Cardiff East & Aberthaw 132 kV | Brynhill 33kV | Ship Hill Barry | Primary | 11 | -3.2858 | 51.3952 | System Transformation | Thermal headroom (MW) | 20.12 | 20.17 | 20.16 | 20.14 | 20.11 | 20.02 | 19.92 | 19.78 | 19.63 | 19.43 | 19.2 | 18.96 | 18.7 | 18.46 | 18.19 | 16.72 | 16.09 | 15.96
Cardiff East & Aberthaw 132 kV | Brynhill 33kV | Ship Hill Barry | Primary | 11 | -3.2858 | 51.3952 | WPD Best View | Thermal headroom (MW) | 20.12 | 20.2 | 20.24 | 20.27 | 20.29 | 20.23 | 20.17 | 20.08 | 19.97 | 19.83 | 19.64 | 19.42 | 19.19 | 18.94 | 18.69 | 17.26 | 16.04 | 15.5
Cardiff East & Aberthaw 132 kV | Cardiff Central 33kV | Sandon St. | Primary | 11 | -3.1697 | 51.4803 | Consumer Transformation | Thermal headroom (MW) | 13.83 | 13.88 | 13.84 | 13.77 | 13.64 | 13.35 | 13.06 | 12.78 | 12.19 | 11.35 | 10.26 | 9.15 | 8.05 | 7.02 | 6.04 | 3.33 | 2.64 | 2.48
Cardiff East & Aberthaw 132 kV | Cardiff Central 33kV | Sandon St. | Primary | 11 | -3.1697 | 51.4803 | Leading the Way | Thermal headroom (MW) | 13.83 | 13.84 | 13.73 | 13.61 | 13.44 | 13.11 | 12.78 | 12.11 | 11.22 | 10.21 | 9.19 | 8.12 | 7.05 | 6.07 | 5.27 | 3.99 | 4.66 | 6.22
Cardiff East & Aberthaw 132 kV | Cardiff Central 33kV | Sandon St. | Primary | 11 | -3.1697 | 51.4803 | Steady Progression | Thermal headroom (MW) | 13.83 | 14.06 | 14.19 | 14.32 | 14.45 | 14.5 | 14.53 | 14.54 | 14.53 | 14.48 | 14.33 | 14.1 | 13.7 | 13.24 | 12.71 | 9.35 | 7.21 | 7.03
Cardiff East & Aberthaw 132 kV | Cardiff Central 33kV | Sandon St. | Primary | 11 | -3.1697 | 51.4803 | System Transformation | Thermal headroom (MW) | 13.83 | 13.98 | 14.04 | 14.1 | 14.14 | 14.19 | 14.23 | 14.24 | 14.23 | 14.17 | 13.75 | 13.27 | 12.67 | 11.96 | 11.22 | 8.01 | 7.71 | 8.42
Cardiff East & Aberthaw 132 kV | Cardiff Central 33kV | Sandon St. | Primary | 11 | -3.1697 | 51.4803 | WPD Best View | Thermal headroom (MW) | 13.83 | 13.88 | 13.84 | 13.77 | 13.64 | 13.35 | 13.06 | 12.78 | 12.19 | 11.35 | 10.26 | 9.15 | 8.05 | 7.02 | 6.04 | 3.33 | 2.64 | 2.48
Cardiff East & Aberthaw 132 kV | Cardiff Central 33kV | Taff Bank | Primary | 11 | -3.1806 | 51.4709 | Consumer Transformation | Thermal headroom (MW) | 6.58 | 6.58 | 6.52 | 6.41 | 6.15 | 5.68 | 5.19 | 4.7 | 4.16 | 3.54 | 2.75 | 1.93 | 1.09 | 0.3 | -0.46 | -3.16 | -4.08 | -4.46
Cardiff East & Aberthaw 132 kV | Cardiff Central 33kV | Taff Bank | Primary | 11 | -3.1806 | 51.4709 | Leading the Way | Thermal headroom (MW) | 6.58 | 6.5 | 6.34 | 6.12 | 5.78 | 5.27 | 4.8 | 4.19 | 3.55 | 2.82 | 2.05 | 1.21 | 0.44 | -0.3 | -0.9 | -2.2 | -2.12 | -1.39
Cardiff East & Aberthaw 132 kV | Cardiff Central 33kV | Taff Bank | Primary | 11 | -3.1806 | 51.4709 | Steady Progression | Thermal headroom (MW) | 6.58 | 6.76 | 6.87 | 6.96 | 7.04 | 6.97 | 6.91 | 6.85 | 6.73 | 6.55 | 6.35 | 6.11 | 5.85 | 5.54 | 5.25 | 3.01 | 1.47 | 1.08
Cardiff East & Aberthaw 132 kV | Cardiff Central 33kV | Taff Bank | Primary | 11 | -3.1806 | 51.4709 | System Transformation | Thermal headroom (MW) | 6.58 | 6.66 | 6.66 | 6.69 | 6.65 | 6.55 | 6.47 | 6.31 | 6.14 | 5.93 | 5.71 | 5.39 | 5.02 | 4.61 | 4.19 | 2.19 | 1.83 | 2.22
Cardiff East & Aberthaw 132 kV | Cardiff Central 33kV | Taff Bank | Primary | 11 | -3.1806 | 51.4709 | WPD Best View | Thermal headroom (MW) | 6.58 | 6.58 | 6.52 | 6.41 | 6.15 | 5.68 | 5.19 | 4.7 | 4.16 | 3.54 | 2.75 | 1.93 | 1.09 | 0.3 | -0.46 | -3.16 | -4.08 | -4.46
Cardiff East & Aberthaw 132 kV | Cardiff Central 33kV | Wood Street | Primary | 11 | -3.178 | 51.4766 | Consumer Transformation | Thermal headroom (MW) | 9.75 | 10.12 | 10.25 | 10.33 | 10.35 | 10.3 | 10.2 | 10.05 | 9.91 | 9.24 | 8 | 6.78 | 5.54 | 4.46 | 3.48 | 1.46 | 1.91 | 2.83
Cardiff East & Aberthaw 132 kV | Cardiff Central 33kV | Wood Street | Primary | 11 | -3.178 | 51.4766 | Leading the Way | Thermal headroom (MW) | 9.75 | 10.11 | 10.2 | 10.26 | 10.26 | 10.14 | 9.95 | 9.68 | 9.43 | 7.87 | 6.58 | 5.26 | 4 | 2.92 | 2.06 | 1.41 | 3.18 | 5.82
Cardiff East & Aberthaw 132 kV | Cardiff Central 33kV | Wood Street | Primary | 11 | -3.178 | 51.4766 | Steady Progression | Thermal headroom (MW) | 9.75 | 10.22 | 10.48 | 10.73 | 10.94 | 11.12 | 11.27 | 11.36 | 11.44 | 11.38 | 11.38 | 11.36 | 11.32 | 11.23 | 10.68 | 7.02 | 5.03 | 5.4
Cardiff East & Aberthaw 132 kV | Cardiff Central 33kV | Wood Street | Primary | 11 | -3.178 | 51.4766 | System Transformation | Thermal headroom (MW) | 9.75 | 10.17 | 10.36 | 10.55 | 10.71 | 10.85 | 10.95 | 10.99 | 11.03 | 10.83 | 10.8 | 10.54 | 9.72 | 8.81 | 7.81 | 3.95 | 4.25 | 6.03
Cardiff East & Aberthaw 132 kV | Cardiff Central 33kV | Wood Street | Primary | 11 | -3.178 | 51.4766 | WPD Best View | Thermal headroom (MW) | 9.75 | 10.12 | 10.25 | 10.33 | 10.35 | 10.3 | 10.2 | 10.05 | 9.91 | 9.24 | 8 | 6.78 | 5.54 | 4.46 | 3.48 | 1.46 | 1.91 | 2.83
Cardiff East & Aberthaw 132 kV | Cardiff East 11kV | Cardiff East Grid Primary | Primary | 11 | -3.144 | 51.4967 | Consumer Transformation | Thermal headroom (MW) | 11.02 | 10.89 | 10.47 | 9.9 | 9.08 | 7.46 | 5.82 | 4.19 | 1.96 | -0.79 | -6.23 | -12.1 | -18.04 | -23.47 | -28.92 | -50.8 | -67.29 | -76.72
Cardiff East & Aberthaw 132 kV | Cardiff East 11kV | Cardiff East Grid Primary | Primary | 11 | -3.144 | 51.4967 | Leading the Way | Thermal headroom (MW) | 11.02 | 10.36 | 9.36 | 8.25 | 6.65 | 4.1 | 1.16 | -2.31 | -6.57 | -11.25 | -15.78 | -21.19 | -26.85 | -32.08 | -36.95 | -49.99 | -55.42 | -56.33
Cardiff East & Aberthaw 132 kV | Cardiff East 11kV | Cardiff East Grid Primary | Primary | 11 | -3.144 | 51.4967 | Steady Progression | Thermal headroom (MW) | 11.02 | 11.41 | 11.57 | 11.68 | 11.74 | 11.32 | 10.83 | 10.22 | 9.45 | 8.43 | 7.24 | 6.17 | 5.01 | 3.69 | 1.95 | -10.82 | -21.38 | -26.54
Cardiff East & Aberthaw 132 kV | Cardiff East 11kV | Cardiff East Grid Primary | Primary | 11 | -3.144 | 51.4967 | System Transformation | Thermal headroom (MW) | 11.02 | 11.05 | 10.86 | 10.64 | 10.33 | 9.87 | 9.19 | 8.37 | 7.43 | 6.41 | 5.02 | 3.78 | 1.75 | -0.79 | -3.61 | -16.54 | -22.69 | -23.89
Cardiff East & Aberthaw 132 kV | Cardiff East 11kV | Cardiff East Grid Primary | Primary | 11 | -3.144 | 51.4967 | WPD Best View | Thermal headroom (MW) | 11.02 | 10.89 | 10.47 | 9.9 | 9.08 | 7.46 | 5.82 | 4.19 | 1.96 | -0.79 | -6.23 | -12.1 | -18.04 | -23.47 | -28.92 | -50.8 | -67.29 | -76.72
Cardiff East & Aberthaw 132 kV | Cardiff East 33kV | Crwys Road | Primary | 11 | -3.1815 | 51.4964 | Consumer Transformation | Thermal headroom (MW) | 5.32 | 5.33 | 5.23 | 5.11 | 4.91 | 4.42 | 3.94 | 3.46 | 2.98 | 2.37 | 1.21 | 0.07 | -1.08 | -2.21 | -3.29 | -8.36 | -11.4 | -13.25
Cardiff East & Aberthaw 132 kV | Cardiff East 33kV | Crwys Road | Primary | 11 | -3.1815 | 51.4964 | Leading the Way | Thermal headroom (MW) | 5.32 | 5.1 | 4.79 | 4.46 | 4.08 | 3.4 | 2.71 | 1.94 | 1.18 | 0.26 | -0.84 | -2.04 | -3.23 | -4.36 | -5.47 | -8.08 | -8.88 | -9
Cardiff East & Aberthaw 132 kV | Cardiff East 33kV | Crwys Road | Primary | 11 | -3.1815 | 51.4964 | Steady Progression | Thermal headroom (MW) | 5.32 | 5.5 | 5.6 | 5.69 | 5.78 | 5.68 | 5.59 | 5.49 | 5.38 | 5.19 | 4.91 | 4.65 | 4.34 | 3.99 | 3.63 | 0.71 | -2.15 | -3.33
Cardiff East & Aberthaw 132 kV | Cardiff East 33kV | Crwys Road | Primary | 11 | -3.1815 | 51.4964 | System Transformation | Thermal headroom (MW) | 5.32 | 5.38 | 5.37 | 5.36 | 5.29 | 5.17 | 5.02 | 4.84 | 4.61 | 4.38 | 4.11 | 3.71 | 3.27 | 2.78 | 2.25 | -0.64 | -1.46 | -1.32
Cardiff East & Aberthaw 132 kV | Cardiff East 33kV | Crwys Road | Primary | 11 | -3.1815 | 51.4964 | WPD Best View | Thermal headroom (MW) | 5.32 | 5.33 | 5.23 | 5.11 | 4.91 | 4.42 | 3.94 | 3.46 | 2.98 | 2.37 | 1.21 | 0.07 | -1.08 | -2.21 | -3.29 | -8.36 | -11.4 | -13.25
Cardiff East & Aberthaw 132 kV | Cardiff East 33kV | Cyncoed | Primary | 11 | -3.1615 | 51.5183 | Consumer Transformation | Thermal headroom (MW) | 20.77 | 20.67 | 20.38 | 19.89 | 19.05 | 17.98 | 16.89 | 15.79 | 14.76 | 13.68 | 12.1 | 10.06 | 7.54 | 5.05 | 2.57 | -11.86 | -21.49 | -26.14
Cardiff East & Aberthaw 132 kV | Cardiff East 33kV | Cyncoed | Primary | 11 | -3.1615 | 51.5183 | Leading the Way | Thermal headroom (MW) | 20.77 | 20.31 | 19.6 | 18.72 | 17.45 | 15.52 | 13.66 | 11.7 | 9.91 | 7.72 | 5.14 | 2.45 | -0.31 | -3 | -5.56 | -14 | -17.49 | -18.93
Cardiff East & Aberthaw 132 kV | Cardiff East 33kV | Cyncoed | Primary | 11 | -3.1615 | 51.5183 | Steady Progression | Thermal headroom (MW) | 20.77 | 21.1 | 21.24 | 21.31 | 21.33 | 21.05 | 20.71 | 20.21 | 19.64 | 18.96 | 18.1 | 17.22 | 16.25 | 15.23 | 14.17 | 8.36 | 5.09 | 2.8
Cardiff East & Aberthaw 132 kV | Cardiff East 33kV | Cyncoed | Primary | 11 | -3.1615 | 51.5183 | System Transformation | Thermal headroom (MW) | 20.77 | 20.9 | 20.8 | 20.66 | 20.42 | 20.01 | 19.5 | 18.89 | 18.22 | 17.45 | 16.59 | 15.67 | 14.73 | 13.83 | 12.9 | 8.88 | 6.26 | 5.24
Cardiff East & Aberthaw 132 kV | Cardiff East 33kV | Cyncoed | Primary | 11 | -3.1615 | 51.5183 | WPD Best View | Thermal headroom (MW) | 20.77 | 20.67 | 20.38 | 19.89 | 19.05 | 17.98 | 16.89 | 15.79 | 14.76 | 13.68 | 12.1 | 10.06 | 7.54 | 5.05 | 2.57 | -11.86 | -21.49 | -26.14
Cardiff East & Aberthaw 132 kV | Cardiff East 33kV | Heath | Primary | 11 | -3.1971 | 51.5075 | Consumer Transformation | Thermal headroom (MW) | 9.11 | 9.13 | 8.96 | 8.71 | 8.25 | 7.51 | 6.73 | 5.96 | 5.19 | 4.39 | 3.21 | 1.4 | -0.43 | -2.23 | -4.04 | -14.14 | -21.25 | -24.44
Cardiff East & Aberthaw 132 kV | Cardiff East 33kV | Heath | Primary | 11 | -3.1971 | 51.5075 | Leading the Way | Thermal headroom (MW) | 9.11 | 8.87 | 8.42 | 7.89 | 7.05 | 5.73 | 4.44 | 3.07 | 1.76 | 0.09 | -1.77 | -3.69 | -5.66 | -7.6 | -9.44 | -16.31 | -19.28 | -20.34
Cardiff East & Aberthaw 132 kV | Cardiff East 33kV | Heath | Primary | 11 | -3.1971 | 51.5075 | Steady Progression | Thermal headroom (MW) | 9.11 | 9.41 | 9.55 | 9.65 | 9.7 | 9.53 | 9.32 | 9 | 8.6 | 8.11 | 7.5 | 6.87 | 6.17 | 5.44 | 4.69 | 0.42 | -3.02 | -4.67
Cardiff East & Aberthaw 132 kV | Cardiff East 33kV | Heath | Primary | 11 | -3.1971 | 51.5075 | System Transformation | Thermal headroom (MW) | 9.11 | 9.27 | 9.25 | 9.22 | 9.13 | 8.93 | 8.62 | 8.22 | 7.78 | 7.25 | 6.66 | 6.02 | 5.35 | 4.72 | 4.05 | 0.14 | -1.98 | -2.84
Cardiff East & Aberthaw 132 kV | Cardiff East 33kV | Heath | Primary | 11 | -3.1971 | 51.5075 | WPD Best View | Thermal headroom (MW) | 9.11 | 9.13 | 8.96 | 8.71 | 8.25 | 7.51 | 6.73 | 5.96 | 5.19 | 4.39 | 3.21 | 1.4 | -0.43 | -2.23 | -4.04 | -14.14 | -21.25 | -24.44
Cardiff East & Aberthaw 132 kV | Cardiff East 33kV | Heath Hospital Primary | Primary | 11 | -3.1942 | 51.5068 | Consumer Transformation | Thermal headroom (MW) | 5.49 | 5.6 | 5.64 | 5.68 | 5.71 | 5.7 | 5.7 | 5.71 | 5.71 | 5.68 | 5.57 | 5.46 | 5.35 | 5.24 | 5.12 | 4.26 | 3.81 | 3.72
Cardiff East & Aberthaw 132 kV | Cardiff East 33kV | Heath Hospital Primary | Primary | 11 | -3.1942 | 51.5068 | Leading the Way | Thermal headroom (MW) | 5.49 | 5.54 | 5.54 | 5.52 | 5.51 | 5.44 | 5.38 | 5.31 | 5.25 | 5.15 | 5.03 | 4.91 | 4.78 | 4.64 | 4.51 | 4.04 | 3.95 | 4.03
Cardiff East & Aberthaw 132 kV | Cardiff East 33kV | Heath Hospital Primary | Primary | 11 | -3.1942 | 51.5068 | Steady Progression | Thermal headroom (MW) | 5.49 | 5.63 | 5.7 | 5.77 | 5.84 | 5.87 | 5.91 | 5.94 | 5.96 | 5.98 | 6 | 6.01 | 6.02 | 6.02 | 6 | 5.81 | 5.74 | 5.81
Cardiff East & Aberthaw 132 kV | Cardiff East 33kV | Heath Hospital Primary | Primary | 11 | -3.1942 | 51.5068 | System Transformation | Thermal headroom (MW) | 5.49 | 5.61 | 5.67 | 5.72 | 5.77 | 5.82 | 5.86 | 5.91 | 5.95 | 5.98 | 6.01 | 6.01 | 6.01 | 6.01 | 6 | 5.83 | 5.86 | 5.97
Cardiff East & Aberthaw 132 kV | Cardiff East 33kV | Heath Hospital Primary | Primary | 11 | -3.1942 | 51.5068 | WPD Best View | Thermal headroom (MW) | 5.49 | 5.6 | 5.64 | 5.68 | 5.71 | 5.7 | 5.7 | 5.71 | 5.71 | 5.68 | 5.57 | 5.46 | 5.35 | 5.24 | 5.12 | 4.26 | 3.81 | 3.72
Cardiff East & Aberthaw 132 kV | Cardiff East 33kV | Northcote St. | Primary | 11 | -3.1713 | 51.4905 | Consumer Transformation | Thermal headroom (MW) | 4.81 | 4.77 | 4.59 | 4.31 | 3.84 | 2.87 | 1.88 | 0.93 | -0.01 | -1.01 | -2.86 | -5.09 | -7.37 | -9.56 | -11.66 | -20.78 | -24.91 | -27.94
Cardiff East & Aberthaw 132 kV | Cardiff East 33kV | Northcote St. | Primary | 11 | -3.1713 | 51.4905 | Leading the Way | Thermal headroom (MW) | 4.81 | 4.5 | 4.01 | 3.46 | 2.7 | 1.55 | 0.39 | -0.85 | -2.04 | -3.8 | -5.97 | -8.2 | -10.46 | -12.55 | -14.5 | -19 | -20.24 | -19.82
Cardiff East & Aberthaw 132 kV | Cardiff East 33kV | Northcote St. | Primary | 11 | -3.1713 | 51.4905 | Steady Progression | Thermal headroom (MW) | 4.81 | 5.1 | 5.27 | 5.4 | 5.5 | 5.33 | 5.1 | 4.76 | 4.35 | 3.86 | 3.24 | 2.6 | 1.91 | 1.16 | 0.4 | -4.48 | -9.01 | -10.86
Cardiff East & Aberthaw 132 kV | Cardiff East 33kV | Northcote St. | Primary | 11 | -3.1713 | 51.4905 | System Transformation | Thermal headroom (MW) | 4.81 | 4.92 | 4.9 | 4.85 | 4.76 | 4.57 | 4.28 | 3.92 | 3.49 | 2.98 | 2.42 | 1.77 | 1.09 | 0.37 | -0.37 | -4.4 | -5.79 | -5.58
Cardiff East & Aberthaw 132 kV | Cardiff East 33kV | Northcote St. | Primary | 11 | -3.1713 | 51.4905 | WPD Best View | Thermal headroom (MW) | 4.81 | 4.77 | 4.59 | 4.31 | 3.84 | 2.87 | 1.88 | 0.93 | -0.01 | -1.01 | -2.86 | -5.09 | -7.37 | -9.56 | -11.66 | -20.78 | -24.91 | -27.94
Cardiff East & Aberthaw 132 kV | Cardiff East 33kV | Park Lane SWAE | Primary | 11 | -4.2069 | 51.0238 | Consumer Transformation | Thermal headroom (MW) | 2.96 | 3.3 | 3.5 | 3.66 | 3.8 | 3.91 | 4 | 4.07 | 4.09 | 4.09 | 3.63 | 2.9 | 2.14 | 1.46 | 0.85 | -0.39 | -0.07 | 0.64
Cardiff East & Aberthaw 132 kV | Cardiff East 33kV | Park Lane SWAE | Primary | 11 | -4.2069 | 51.0238 | Leading the Way | Thermal headroom (MW) | 2.96 | 3.32 | 3.5 | 3.68 | 3.82 | 3.9 | 3.95 | 3.95 | 3.92 | 3.7 | 2.95 | 2.16 | 1.37 | 0.73 | 0.22 | -0.13 | 1.08 | 2.98
Cardiff East & Aberthaw 132 kV | Cardiff East 33kV | Park Lane SWAE | Primary | 11 | -4.2069 | 51.0238 | Steady Progression | Thermal headroom (MW) | 2.96 | 3.38 | 3.63 | 3.89 | 4.14 | 4.36 | 4.56 | 4.75 | 4.91 | 5.04 | 5.16 | 5.26 | 5.35 | 5.4 | 5.3 | 2.93 | 1.43 | 1.59
Cardiff East & Aberthaw 132 kV | Cardiff East 33kV | Park Lane SWAE | Primary | 11 | -4.2069 | 51.0238 | System Transformation | Thermal headroom (MW) | 2.96 | 3.35 | 3.57 | 3.8 | 4.02 | 4.23 | 4.43 | 4.61 | 4.76 | 4.87 | 4.97 | 5.02 | 4.83 | 4.22 | 3.62 | 0.98 | 1.11 | 2.3
Cardiff East & Aberthaw 132 kV | Cardiff East 33kV | Park Lane SWAE | Primary | 11 | -4.2069 | 51.0238 | WPD Best View | Thermal headroom (MW) | 2.96 | 3.3 | 3.5 | 3.66 | 3.8 | 3.91 | 4 | 4.07 | 4.09 | 4.09 | 3.63 | 2.9 | 2.14 | 1.46 | 0.85 | -0.39 | -0.07 | 0.64
Cardiff East & Aberthaw 132 kV | Cardiff East 33kV | St Mellons | Primary | 11 | -3.1074 | 51.5293 | Consumer Transformation | Thermal headroom (MW) | 10.74 | 10.73 | 10.59 | 10.3 | 9.94 | 9.23 | 8.45 | 7.69 | 7.06 | 6.37 | 4.59 | 2.65 | 0.67 | -1.24 | -3.08 | -12.57 | -17.73 | -19.8
Cardiff East & Aberthaw 132 kV | Cardiff East 33kV | St Mellons | Primary | 11 | -3.1074 | 51.5293 | Leading the Way | Thermal headroom (MW) | 10.74 | 10.57 | 10.23 | 9.76 | 9.17 | 7.91 | 6.53 | 5.15 | 3.86 | 2.32 | 0.38 | -1.69 | -3.75 | -5.73 | -7.62 | -13.77 | -15.85 | -16.09
Cardiff East & Aberthaw 132 kV | Cardiff East 33kV | St Mellons | Primary | 11 | -3.1074 | 51.5293 | Steady Progression | Thermal headroom (MW) | 10.74 | 10.91 | 10.97 | 10.98 | 10.99 | 10.72 | 10.42 | 10.09 | 9.76 | 9.35 | 8.86 | 8.37 | 7.82 | 7.25 | 6.65 | 1.35 | -2.96 | -5.25
Cardiff East & Aberthaw 132 kV | Cardiff East 33kV | St Mellons | Primary | 11 | -3.1074 | 51.5293 | System Transformation | Thermal headroom (MW) | 10.74 | 10.82 | 10.78 | 10.68 | 10.57 | 10.26 | 9.79 | 9.28 | 8.88 | 8.41 | 7.91 | 7 | 6.1 | 5.18 | 4.23 | -2.75 | -5.91 | -6.72
Cardiff East & Aberthaw 132 kV | Cardiff East 33kV | St Mellons | Primary | 11 | -3.1074 | 51.5293 | WPD Best View | Thermal headroom (MW) | 10.74 | 10.76 | 10.64 | 10.39 | 10.1 | 9.45 | 8.73 | 8.03 | 7.45 | 6.82 | 5.13 | 3.37 | 1.55 | -0.22 | -1.95 | -10.36 | -15.39 | -17.46
Cardiff East & Aberthaw 132 kV | Cardiff North 33kV | Ashgrove | Primary | 11 | -3.2171 | 51.5176 | Consumer Transformation | Thermal headroom (MW) | 2.05 | 2.01 | 1.79 | 1.46 | 0.87 | 0.23 | -0.43 | -1.11 | -1.79 | -2.49 | -3.34 | -4.22 | -5.59 | -6.88 | -8.15 | -15.89 | -20.93 | -23.39
Cardiff East & Aberthaw 132 kV | Cardiff North 33kV | Ashgrove | Primary | 11 | -3.2171 | 51.5176 | Leading the Way | Thermal headroom (MW) | 2.05 | 1.84 | 1.41 | 0.9 | 0.11 | -0.92 | -1.99 | -3.14 | -4.25 | -5.52 | -6.94 | -8.42 | -9.96 | -11.37 | -12.66 | -17.09 | -18.96 | -19.93
Cardiff East & Aberthaw 132 kV | Cardiff North 33kV | Ashgrove | Primary | 11 | -3.2171 | 51.5176 | Steady Progression | Thermal headroom (MW) | 2.05 | 2.26 | 2.32 | 2.35 | 2.33 | 2.15 | 1.91 | 1.61 | 1.24 | 0.82 | 0.3 | -0.26 | -0.86 | -1.48 | -2.12 | -5.51 | -6.98 | -8.02
Cardiff East & Aberthaw 132 kV | Cardiff North 33kV | Ashgrove | Primary | 11 | -3.2171 | 51.5176 | System Transformation | Thermal headroom (MW) | 2.05 | 2.14 | 2.06 | 1.98 | 1.79 | 1.53 | 1.22 | 0.84 | 0.39 | -0.1 | -0.57 | -1.08 | -1.62 | -2.11 | -2.63 | -4.91 | -6.34 | -6.88
Cardiff East & Aberthaw 132 kV | Cardiff North 33kV | Ashgrove | Primary | 11 | -3.2171 | 51.5176 | WPD Best View | Thermal headroom (MW) | 2.05 | 2.01 | 1.79 | 1.46 | 0.87 | 0.23 | -0.43 | -1.11 | -1.79 | -2.49 | -3.34 | -4.22 | -5.59 | -6.88 | -8.15 | -15.89 | -20.93 | -23.39
Cardiff East & Aberthaw 132 kV | Cardiff North 33kV | Birchgrove | Primary | 11 | -3.2002 | 51.5259 | Consumer Transformation | Thermal headroom (MW) | 7.52 | 7.57 | 7.48 | 7.26 | 6.94 | 6.6 | 6.22 | 5.84 | 5.45 | 5.02 | 4.5 | 4.08 | 3.25 | 2.34 | 1.44 | -3.79 | -6.91 | -8.21
Cardiff East & Aberthaw 132 kV | Cardiff North 33kV | Birchgrove | Primary | 11 | -3.2002 | 51.5259 | Leading the Way | Thermal headroom (MW) | 7.52 | 7.47 | 7.23 | 6.87 | 6.43 | 5.85 | 5.25 | 4.58 | 3.91 | 3.17 | 2.28 | 1.27 | 0.27 | -0.7 | -1.58 | -4.48 | -5.45 | -5.59
Cardiff East & Aberthaw 132 kV | Cardiff North 33kV | Birchgrove | Primary | 11 | -3.2002 | 51.5259 | Steady Progression | Thermal headroom (MW) | 7.52 | 7.75 | 7.84 | 7.9 | 7.93 | 7.87 | 7.81 | 7.7 | 7.52 | 7.29 | 7 | 6.71 | 6.39 | 6.04 | 5.68 | 3.87 | 2.75 | 2.08
Cardiff East & Aberthaw 132 kV | Cardiff North 33kV | Birchgrove | Primary | 11 | -3.2002 | 51.5259 | System Transformation | Thermal headroom (MW) | 7.52 | 7.67 | 7.68 | 7.65 | 7.57 | 7.53 | 7.43 | 7.26 | 7.05 | 6.8 | 6.54 | 6.27 | 5.99 | 5.72 | 5.48 | 3.92 | 2.95 | 2.68
Cardiff East & Aberthaw 132 kV | Cardiff North 33kV | Birchgrove | Primary | 11 | -3.2002 | 51.5259 | WPD Best View | Thermal headroom (MW) | 7.52 | 7.57 | 7.48 | 7.26 | 6.94 | 6.6 | 6.22 | 5.84 | 5.45 | 5.02 | 4.5 | 4.08 | 3.25 | 2.34 | 1.44 | -3.79 | -6.91 | -8.21
Cardiff East & Aberthaw 132 kV | Cardiff North 33kV | Llanishen | Primary | 11 | -3.2052 | 51.5316 | Consumer Transformation | Thermal headroom (MW) | 12.56 | 12.43 | 12.21 | 11.85 | 11.39 | 10.82 | 10.22 | 9.6 | 8.99 | 8.25 | 7.12 | 5.88 | 4.51 | 3.17 | 1.86 | -6.31 | -11.76 | -14.42
Cardiff East & Aberthaw 132 kV | Cardiff North 33kV | Llanishen | Primary | 11 | -3.2052 | 51.5316 | Leading the Way | Thermal headroom (MW) | 12.56 | 12.25 | 11.73 | 11.11 | 10.4 | 9.35 | 8.25 | 7.02 | 5.82 | 4.52 | 3.11 | 1.65 | 0.17 | -1.27 | -2.66 | -7.85 | -10.22 | -11.3
Cardiff East & Aberthaw 132 kV | Cardiff North 33kV | Llanishen | Primary | 11 | -3.2052 | 51.5316 | Steady Progression | Thermal headroom (MW) | 12.56 | 12.64 | 12.64 | 12.62 | 12.57 | 12.32 | 12.04 | 11.72 | 11.34 | 10.9 | 10.38 | 9.83 | 9.24 | 8.61 | 7.96 | 4.03 | 1.53 | 0.13
Cardiff East & Aberthaw 132 kV | Cardiff North 33kV | Llanishen | Primary | 11 | -3.2052 | 51.5316 | System Transformation | Thermal headroom (MW) | 12.56 | 12.54 | 12.44 | 12.3 | 12.1 | 11.83 | 11.52 | 11.15 | 10.74 | 10.27 | 9.78 | 9.26 | 8.69 | 8.1 | 7.54 | 4.15 | 2.31 | 1.39
Cardiff East & Aberthaw 132 kV | Cardiff North 33kV | Llanishen | Primary | 11 | -3.2052 | 51.5316 | WPD Best View | Thermal headroom (MW) | 12.56 | 12.43 | 12.21 | 11.85 | 11.39 | 10.81 | 10.21 | 9.59 | 8.98 | 8.24 | 7.11 | 5.87 | 4.49 | 3.16 | 1.84 | -6.32 | -11.77 | -14.43
Cardiff East & Aberthaw 132 kV | Cardiff South 11kV | Cardiff South Grid | Primary | 11 | -3.1554 | 51.4653 | Consumer Transformation | Thermal headroom (MW) | 25.9 | 26 | 25.99 | 25.92 | 25.78 | 25.39 | 24.96 | 24.26 | 23.49 | 22.59 | 21.65 | 20.62 | 19.59 | 18.6 | 17.64 | 14.41 | 12.64 | 11.65
Cardiff East & Aberthaw 132 kV | Cardiff South 11kV | Cardiff South Grid | Primary | 11 | -3.1554 | 51.4653 | Leading the Way | Thermal headroom (MW) | 25.9 | 25.92 | 25.75 | 25.55 | 25.27 | 24.9 | 24.41 | 23.54 | 22.5 | 21.3 | 20.42 | 19.43 | 18.4 | 17.44 | 16.58 | 14.73 | 14.67 | 15.11
Cardiff East & Aberthaw 132 kV | Cardiff South 11kV | Cardiff South Grid | Primary | 11 | -3.1554 | 51.4653 | Steady Progression | Thermal headroom (MW) | 25.9 | 26.2 | 26.41 | 26.57 | 26.72 | 26.73 | 26.67 | 26.46 | 26.24 | 25.94 | 25.67 | 25.37 | 25.03 | 24.6 | 24.16 | 21.19 | 19.4 | 19.16
Cardiff East & Aberthaw 132 kV | Cardiff South 11kV | Cardiff South Grid | Primary | 11 | -3.1554 | 51.4653 | System Transformation | Thermal headroom (MW) | 25.9 | 26.13 | 26.23 | 26.32 | 26.35 | 26.46 | 26.52 | 26.3 | 26.02 | 25.64 | 25.39 | 25.01 | 24.56 | 23.98 | 23.37 | 20.7 | 20.51 | 21.03
Cardiff East & Aberthaw 132 kV | Cardiff South 11kV | Cardiff South Grid | Primary | 11 | -3.1554 | 51.4653 | WPD Best View | Thermal headroom (MW) | 25.9 | 26 | 25.99 | 25.92 | 25.78 | 25.39 | 24.96 | 24.26 | 23.49 | 22.59 | 21.65 | 20.62 | 19.59 | 18.6 | 17.64 | 14.41 | 12.64 | 11.65
Cardiff East & Aberthaw 132 kV | Cardiff West 33kV | Canton | Primary | 11 | -3.204 | 51.4847 | Consumer Transformation | Thermal headroom (MW) | 7.62 | 7.54 | 7.37 | 7.12 | 6.72 | 6.11 | 5.48 | 4.84 | 4.2 | 3.48 | 2.33 | 0.88 | -0.6 | -2.01 | -3.39 | -9.4 | -12.13 | -13.8
Cardiff East & Aberthaw 132 kV | Cardiff West 33kV | Canton | Primary | 11 | -3.204 | 51.4847 | Leading the Way | Thermal headroom (MW) | 7.62 | 7.37 | 7 | 6.57 | 6 | 5.21 | 4.4 | 3.54 | 2.72 | 1.63 | 0.18 | -1.33 | -2.82 | -4.22 | -5.49 | -8.79 | -9.44 | -8.93
Cardiff East & Aberthaw 132 kV | Cardiff West 33kV | Canton | Primary | 11 | -3.204 | 51.4847 | Steady Progression | Thermal headroom (MW) | 7.62 | 7.74 | 7.79 | 7.81 | 7.81 | 7.66 | 7.45 | 7.18 | 6.86 | 6.45 | 6.02 | 5.56 | 5.05 | 4.52 | 3.97 | 0.21 | -3.15 | -4.68
Cardiff East & Aberthaw 132 kV | Cardiff West 33kV | Canton | Primary | 11 | -3.204 | 51.4847 | System Transformation | Thermal headroom (MW) | 7.62 | 7.64 | 7.56 | 7.48 | 7.35 | 7.16 | 6.91 | 6.61 | 6.26 | 5.86 | 5.5 | 5.09 | 4.65 | 4.17 | 3.69 | -0.43 | -1.9 | -1.73
Cardiff East & Aberthaw 132 kV | Cardiff West 33kV | Canton | Primary | 11 | -3.204 | 51.4847 | WPD Best View | Thermal headroom (MW) | 7.62 | 7.54 | 7.37 | 7.12 | 6.72 | 6.11 | 5.48 | 4.84 | 4.2 | 3.48 | 2.33 | 0.88 | -0.6 | -2.01 | -3.39 | -9.4 | -12.13 | -13.8
Cardiff East & Aberthaw 132 kV | Cardiff West 33kV | Ely | Primary | 11 | -3.2238 | 51.4831 | Consumer Transformation | Thermal headroom (MW) | 16.74 | 16.74 | 16.63 | 16.48 | 16.16 | 15.76 | 15.34 | 14.91 | 14.47 | 13.99 | 13.32 | 12.29 | 11.22 | 10.2 | 9.16 | 4.1 | 1.06 | -0.31
Cardiff East & Aberthaw 132 kV | Cardiff West 33kV | Ely | Primary | 11 | -3.2238 | 51.4831 | Leading the Way | Thermal headroom (MW) | 16.74 | 16.63 | 16.41 | 16.15 | 15.71 | 15.12 | 14.51 | 13.82 | 13.1 | 12.12 | 11.06 | 9.92 | 8.78 | 7.68 | 6.64 | 3.55 | 2.44 | 2.24
Cardiff East & Aberthaw 132 kV | Cardiff West 33kV | Ely | Primary | 11 | -3.2238 | 51.4831 | Steady Progression | Thermal headroom (MW) | 16.74 | 16.88 | 16.92 | 16.95 | 16.94 | 16.84 | 16.74 | 16.57 | 16.37 | 16.12 | 15.83 | 15.51 | 15.16 | 14.78 | 14.4 | 12.24 | 9.81 | 8.81
Cardiff East & Aberthaw 132 kV | Cardiff West 33kV | Ely | Primary | 11 | -3.2238 | 51.4831 | System Transformation | Thermal headroom (MW) | 16.74 | 16.81 | 16.78 | 16.76 | 16.66 | 16.51 | 16.32 | 16.1 | 15.84 | 15.52 | 15.22 | 14.9 | 14.56 | 14.23 | 13.92 | 10.81 | 9.56 | 9.31
Cardiff East & Aberthaw 132 kV | Cardiff West 33kV | Ely | Primary | 11 | -3.2238 | 51.4831 | WPD Best View | Thermal headroom (MW) | 16.74 | 16.74 | 16.63 | 16.48 | 16.16 | 15.76 | 15.34 | 14.91 | 14.47 | 13.99 | 13.32 | 12.29 | 11.22 | 10.2 | 9.16 | 4.1 | 1.06 | -0.31
Cardiff East & Aberthaw 132 kV | Cardiff West 33kV | Fairwater | Primary | 11 | -3.2427 | 51.4936 | Consumer Transformation | Thermal headroom (MW) | 5.78 | 5.49 | 5.07 | 4.55 | 3.86 | 2.97 | 2.06 | 1.18 | 0.34 | -0.53 | -1.85 | -3.32 | -5.11 | -6.85 | -8.6 | -18.96 | -25.06 | -27.88
Cardiff East & Aberthaw 132 kV | Cardiff West 33kV | Fairwater | Primary | 11 | -3.2427 | 51.4936 | Leading the Way | Thermal headroom (MW) | 5.78 | 5.21 | 4.5 | 3.66 | 2.63 | 1.08 | -0.39 | -1.94 | -3.37 | -4.99 | -6.93 | -8.94 | -10.9 | -12.8 | -14.61 | -20.33 | -22.28 | -23.15
Cardiff East & Aberthaw 132 kV | Cardiff West 33kV | Fairwater | Primary | 11 | -3.2427 | 51.4936 | Steady Progression | Thermal headroom (MW) | 5.78 | 5.79 | 5.72 | 5.63 | 5.51 | 5.19 | 4.86 | 4.47 | 4.04 | 3.55 | 2.92 | 2.25 | 1.55 | 0.81 | 0.07 | -3.44 | -5.66 | -6.94
Cardiff East & Aberthaw 132 kV | Cardiff West 33kV | Fairwater | Primary | 11 | -3.2427 | 51.4936 | System Transformation | Thermal headroom (MW) | 5.78 | 5.65 | 5.43 | 5.21 | 4.93 | 4.55 | 4.08 | 3.56 | 3.02 | 2.42 | 1.7 | 0.94 | 0.2 | -0.51 | -1.15 | -4.31 | -6 | -6.72
Cardiff East & Aberthaw 132 kV | Cardiff West 33kV | Fairwater | Primary | 11 | -3.2427 | 51.4936 | WPD Best View | Thermal headroom (MW) | 5.78 | 5.49 | 5.07 | 4.55 | 3.86 | 2.97 | 2.06 | 1.18 | 0.34 | -0.53 | -1.85 | -3.32 | -5.11 | -6.85 | -8.6 | -18.96 | -25.06 | -27.88
Cardiff East & Aberthaw 132 kV | Cardiff West 33kV | Highmead | Primary | 11 | -3.2451 | 51.4765 | Consumer Transformation | Thermal headroom (MW) | 8.85 | 8.85 | 8.69 | 8.44 | 8.11 | 7.46 | 6.78 | 6.13 | 5.46 | 4.68 | 2.77 | 0.53 | -1.72 | -3.91 | -6.12 | -20.23 | -29.18 | -33.09
Cardiff East & Aberthaw 132 kV | Cardiff West 33kV | Highmead | Primary | 11 | -3.2451 | 51.4765 | Leading the Way | Thermal headroom (MW) | 8.85 | 8.5 | 7.95 | 7.11 | 6.16 | 4.47 | 2.86 | 1.22 | -0.43 | -2.36 | -4.68 | -7.07 | -9.48 | -11.88 | -14.18 | -21.96 | -25.06 | -26.11
Cardiff East & Aberthaw 132 kV | Cardiff West 33kV | Highmead | Primary | 11 | -3.2451 | 51.4765 | Steady Progression | Thermal headroom (MW) | 8.85 | 9.14 | 9.27 | 9.38 | 9.46 | 9.27 | 9.06 | 8.8 | 8.47 | 8.06 | 7.42 | 6.77 | 6.06 | 5.32 | 4.57 | -0.12 | -4.32 | -6.26
Cardiff East & Aberthaw 132 kV | Cardiff West 33kV | Highmead | Primary | 11 | -3.2451 | 51.4765 | System Transformation | Thermal headroom (MW) | 8.85 | 9.01 | 8.99 | 8.95 | 8.87 | 8.65 | 8.36 | 7.98 | 7.55 | 7.07 | 6.29 | 5.45 | 4.59 | 3.77 | 3 | -2.11 | -4.6 | -5.64
Cardiff East & Aberthaw 132 kV | Cardiff West 33kV | Highmead | Primary | 11 | -3.2451 | 51.4765 | WPD Best View | Thermal headroom (MW) | 8.85 | 8.87 | 8.72 | 8.5 | 8.21 | 7.6 | 6.96 | 6.33 | 5.67 | 4.94 | 3.1 | 0.96 | -1.23 | -3.37 | -5.53 | -19.39 | -28.55 | -32.39
Cardiff East & Aberthaw 132 kV | Cardiff West 33kV | Llandough | Primary | 11 | -3.2 | 51.4463 | Consumer Transformation | Thermal headroom (MW) | 4.07 | 4.1 | 4.03 | 3.91 | 3.65 | 3.31 | 2.95 | 2.58 | 2.21 | 1.8 | 1.26 | 0.62 | -0.28 | -1.13 | -2.01 | -6.81 | -10.02 | -11.62
Cardiff East & Aberthaw 132 kV | Cardiff West 33kV | Llandough | Primary | 11 | -3.2 | 51.4463 | Leading the Way | Thermal headroom (MW) | 4.07 | 3.98 | 3.76 | 3.52 | 3.12 | 2.57 | 1.97 | 1.32 | 0.71 | 0.02 | -0.88 | -1.81 | -2.76 | -3.7 | -4.59 | -7.48 | -8.59 | -9.06
Cardiff East & Aberthaw 132 kV | Cardiff West 33kV | Llandough | Primary | 11 | -3.2 | 51.4463 | Steady Progression | Thermal headroom (MW) | 4.07 | 4.24 | 4.32 | 4.38 | 4.41 | 4.35 | 4.27 | 4.15 | 3.96 | 3.73 | 3.44 | 3.14 | 2.79 | 2.42 | 2.04 | -0.16 | -1.97 | -2.8
Cardiff East & Aberthaw 132 kV | Cardiff West 33kV | Llandough | Primary | 11 | -3.2 | 51.4463 | System Transformation | Thermal headroom (MW) | 4.07 | 4.17 | 4.16 | 4.15 | 4.08 | 4 | 3.86 | 3.67 | 3.45 | 3.19 | 2.88 | 2.55 | 2.18 | 1.84 | 1.49 | -0.55 | -1.61 | -1.88
Cardiff East & Aberthaw 132 kV | Cardiff West 33kV | Llandough | Primary | 11 | -3.2 | 51.4463 | WPD Best View | Thermal headroom (MW) | 4.07 | 4.24 | 4.32 | 4.38 | 4.41 | 4.35 | 4.27 | 4.15 | 3.96 | 3.73 | 3.43 | 3.12 | 2.77 | 2.4 | 2.01 | -0.2 | -2.04 | -2.89
Cardiff East & Aberthaw 132 kV | Cardiff West 33kV | Penarth | Primary | 11 | -3.1872 | 51.4308 | Consumer Transformation | Thermal headroom (MW) | 9.62 | 9.47 | 9.05 | 8.39 | 7.53 | 5.66 | 4.8 | 3.94 | 3.08 | 2.19 | 1.05 | 0.02 | -1.8 | -3.67 | -5.5 | -16.13 | -22.74 | -25.78
Cardiff East & Aberthaw 132 kV | Cardiff West 33kV | Penarth | Primary | 11 | -3.1872 | 51.4308 | Leading the Way | Thermal headroom (MW) | 9.62 | 9.21 | 8.48 | 7.5 | 6.34 | 3.75 | 2.33 | 0.83 | -0.61 | -2.1 | -4.05 | -6.15 | -8.26 | -10.3 | -12.13 | -17.62 | -19.55 | -20.29
Cardiff East & Aberthaw 132 kV | Cardiff West 33kV | Penarth | Primary | 11 | -3.1872 | 51.4308 | Steady Progression | Thermal headroom (MW) | 9.62 | 9.8 | 9.8 | 9.64 | 9.46 | 8.75 | 8.44 | 8.05 | 7.54 | 6.96 | 6.26 | 5.53 | 4.76 | 3.97 | 3.16 | -0.97 | -3.07 | -4.39
Cardiff East & Aberthaw 132 kV | Cardiff West 33kV | Penarth | Primary | 11 | -3.1872 | 51.4308 | System Transformation | Thermal headroom (MW) | 9.62 | 9.64 | 9.44 | 9.1 | 8.71 | 7.84 | 7.39 | 6.87 | 6.28 | 5.62 | 4.96 | 4.26 | 3.55 | 2.87 | 2.27 | -0.71 | -2.44 | -2.93
Cardiff East & Aberthaw 132 kV | Cardiff West 33kV | Penarth | Primary | 11 | -3.1872 | 51.4308 | WPD Best View | Thermal headroom (MW) | 9.62 | 9.8 | 9.8 | 9.64 | 9.46 | 8.75 | 8.44 | 8.05 | 7.54 | 6.96 | 6.26 | 5.53 | 4.76 | 3.97 | 3.16 | -0.97 | -3.07 | -4.39
Cardiff East & Aberthaw 132 kV | Cardiff West 33kV | Sanatorium | Primary | 11 | -3.2114 | 51.4783 | Consumer Transformation | Thermal headroom (MW) | 3.45 | 3.41 | 3.27 | 3.07 | 2.77 | 2.12 | 1.53 | 0.99 | 0.46 | -0.1 | -0.87 | -1.82 | -2.98 | -4.08 | -5.15 | -10.08 | -12.39 | -13.64
Cardiff East & Aberthaw 132 kV | Cardiff West 33kV | Sanatorium | Primary | 11 | -3.2114 | 51.4783 | Leading the Way | Thermal headroom (MW) | 3.45 | 3.26 | 2.96 | 2.62 | 2.16 | 1.38 | 0.65 | -0.06 | -0.72 | -1.51 | -2.6 | -3.76 | -4.91 | -6 | -7 | -9.87 | -10.59 | -10.39
Cardiff East & Aberthaw 132 kV | Cardiff West 33kV | Sanatorium | Primary | 11 | -3.2114 | 51.4783 | Steady Progression | Thermal headroom (MW) | 3.45 | 3.57 | 3.61 | 3.64 | 3.64 | 3.47 | 3.31 | 3.12 | 2.89 | 2.6 | 2.26 | 1.91 | 1.54 | 1.14 | 0.73 | -1.96 | -4.11 | -5.43
Cardiff East & Aberthaw 132 kV | Cardiff West 33kV | Sanatorium | Primary | 11 | -3.2114 | 51.4783 | System Transformation | Thermal headroom (MW) | 3.45 | 3.48 | 3.43 | 3.37 | 3.26 | 3.07 | 2.84 | 2.59 | 2.3 | 1.98 | 1.63 | 1.24 | 0.84 | 0.46 | 0.1 | -2.46 | -3.67 | -3.6
Cardiff East & Aberthaw 132 kV | Cardiff West 33kV | Sanatorium | Primary | 11 | -3.2114 | 51.4783 | WPD Best View | Thermal headroom (MW) | 3.45 | 3.41 | 3.27 | 3.07 | 2.77 | 2.12 | 1.53 | 0.99 | 0.46 | -0.1 | -0.87 | -1.82 | -2.98 | -4.08 | -5.15 | -10.08 | -12.39 | -13.64
Cardiff East & Aberthaw 132 kV | East Aberthaw 33kV | Boverton | Primary | 11 | -3.4633 | 51.4063 | Consumer Transformation | Thermal headroom (MW) | 15.57 | 15.12 | 14.83 | 14.39 | 13.91 | 12.57 | 11.54 | 10.46 | 9.38 | 8.19 | 6.47 | 4.72 | 2.97 | 1.21 | -0.44 | -9.61 | -13.12 | -14.23
Cardiff East & Aberthaw 132 kV | East Aberthaw 33kV | Boverton | Primary | 11 | -3.4633 | 51.4063 | Leading the Way | Thermal headroom (MW) | 15.57 | 14.95 | 14.52 | 13.97 | 13.42 | 11.37 | 9.25 | 7.13 | 5.54 | 3.74 | 1.92 | 0.01 | -1.81 | -3.57 | -5.23 | -11.6 | -12.56 | -12.32
Cardiff East & Aberthaw 132 kV | East Aberthaw 33kV | Boverton | Primary | 11 | -3.4633 | 51.4063 | Steady Progression | Thermal headroom (MW) | 15.57 | 15.3 | 15.22 | 15.1 | 15 | 14.28 | 13.72 | 13.18 | 12.69 | 12.02 | 11.19 | 10.32 | 9.29 | 8.25 | 7.16 | 0.76 | -1.3 | -1.76
Cardiff East & Aberthaw 132 kV | East Aberthaw 33kV | Boverton | Primary | 11 | -3.4633 | 51.4063 | System Transformation | Thermal headroom (MW) | 15.57 | 15.18 | 15.01 | 14.8 | 14.57 | 13.71 | 12.9 | 12.15 | 11.4 | 10.55 | 9.61 | 8.56 | 7.47 | 6.3 | 5.08 | -1.24 | -2.65 | -2.44
Cardiff East & Aberthaw 132 kV | East Aberthaw 33kV | Boverton | Primary | 11 | -3.4633 | 51.4063 | WPD Best View | Thermal headroom (MW) | 15.57 | 15.3 | 15.22 | 15.1 | 15 | 14.28 | 13.72 | 13.18 | 12.69 | 12.02 | 11.19 | 10.32 | 9.29 | 8.25 | 7.16 | 0.76 | -1.3 | -1.76
Cardiff East & Aberthaw 132 kV | East Aberthaw 33kV | East Aberthaw Primary | Primary | 11 | -3.3884 | 51.3969 | Consumer Transformation | Thermal headroom (MW) | 5.03 | 5.12 | 5.11 | 4.68 | 4.14 | 2.88 | 2.22 | 1.55 | 0.88 | 0.13 | -1.79 | -3.9 | -6.04 | -7.99 | -9.99 | -18.38 | -28.17 | -35.29
Cardiff East & Aberthaw 132 kV | East Aberthaw 33kV | East Aberthaw Primary | Primary | 11 | -3.3884 | 51.3969 | Leading the Way | Thermal headroom (MW) | 5.03 | 5.02 | 4.9 | 4.27 | 3.46 | 1.56 | 0.31 | -1.11 | -3.43 | -6.03 | -7.67 | -9.71 | -12.1 | -14.27 | -16.3 | -23.25 | -28.48 | -33.44
Cardiff East & Aberthaw 132 kV | East Aberthaw 33kV | East Aberthaw Primary | Primary | 11 | -3.3884 | 51.3969 | Steady Progression | Thermal headroom (MW) | 5.03 | 5.21 | 5.3 | 5.08 | 4.81 | 4.13 | 3.65 | 3.13 | 2.58 | 1.99 | 1.58 | 1.15 | 0.63 | 0.23 | -0.18 | -3.28 | -5.47 | -7.01
Cardiff East & Aberthaw 132 kV | East Aberthaw 33kV | East Aberthaw Primary | Primary | 11 | -3.3884 | 51.3969 | System Transformation | Thermal headroom (MW) | 5.03 | 5.17 | 5.21 | 4.89 | 4.52 | 4.06 | 3.8 | 3.45 | 3.04 | 2.64 | 2.17 | 1.69 | 1.19 | 0.8 | 0.42 | -3.17 | -4.7 | -5.2
Cardiff East & Aberthaw 132 kV | East Aberthaw 33kV | East Aberthaw Primary | Primary | 11 | -3.3884 | 51.3969 | WPD Best View | Thermal headroom (MW) | 5.03 | 5.21 | 5.3 | 5.08 | 4.81 | 4.13 | 3.65 | 3.13 | 2.58 | 1.99 | 1.58 | 1.15 | 0.63 | 0.23 | -0.18 | -3.28 | -5.47 | -7.01
Cardiff East & Aberthaw 132 kV | Grangetown 11kV | Grangetown Grid Primary | Primary | 11 | -3.1938 | 51.4634 | Consumer Transformation | Thermal headroom (MW) | 14.68 | 14.8 | 14.64 | 14.36 | 13.99 | 13.22 | 12.63 | 12.05 | 11.49 | 10.21 | 8.32 | 6.37 | 4.38 | 2.46 | 0.6 | -7.59 | -11.17 | -12.89
Cardiff East & Aberthaw 132 kV | Grangetown 11kV | Grangetown Grid Primary | Primary | 11 | -3.1938 | 51.4634 | Leading the Way | Thermal headroom (MW) | 14.68 | 14.66 | 14.3 | 13.87 | 13.36 | 12.46 | 11.77 | 10.71 | 9.37 | 7.75 | 5.99 | 4.11 | 2.24 | 0.47 | -1.08 | -5.43 | -5.89 | -4.69
Cardiff East & Aberthaw 132 kV | Grangetown 11kV | Grangetown Grid Primary | Primary | 11 | -3.1938 | 51.4634 | Steady Progression | Thermal headroom (MW) | 14.68 | 15.15 | 15.42 | 15.65 | 15.87 | 15.84 | 15.88 | 15.89 | 15.86 | 15.73 | 15.49 | 15.24 | 14.81 | 14.17 | 13.4 | 7.93 | 4.08 | 2.59
Cardiff East & Aberthaw 132 kV | Grangetown 11kV | Grangetown Grid Primary | Primary | 11 | -3.1938 | 51.4634 | System Transformation | Thermal headroom (MW) | 14.68 | 14.96 | 15 | 15 | 14.99 | 15.02 | 15.09 | 15.13 | 15.07 | 14.98 | 14.74 | 14.07 | 13.33 | 12.45 | 11.51 | 6.6 | 5.3 | 5.57
Cardiff East & Aberthaw 132 kV | Grangetown 11kV | Grangetown Grid Primary | Primary | 11 | -3.1938 | 51.4634 | WPD Best View | Thermal headroom (MW) | 14.68 | 14.8 | 14.68 | 14.44 | 14.13 | 13.49 | 12.92 | 12.35 | 11.82 | 10.7 | 8.91 | 7.06 | 5.17 | 3.31 | 1.46 | -6.71 | -10.39 | -12.16
Cardiff East & Aberthaw 132 kV | Rover Way 11kV | Rover Way Primary | Primary | 11 | -3.1389 | 51.4729 | Consumer Transformation | Thermal headroom (MW) | 18.83 | 19.1 | 19.26 | 19.42 | 19.58 | 19.62 | 19.71 | 19.8 | 19.76 | 19.81 | 19.65 | 19.48 | 19.31 | 19.15 | 18.95 | 18.17 | 16.91 | 16.08
Cardiff East & Aberthaw 132 kV | Rover Way 11kV | Rover Way Primary | Primary | 11 | -3.1389 | 51.4729 | Leading the Way | Thermal headroom (MW) | 18.83 | 19.09 | 19.25 | 19.4 | 19.53 | 19.5 | 19.55 | 19.56 | 19.14 | 18.85 | 18.88 | 18.8 | 18.63 | 18.42 | 18.24 | 17.68 | 17.29 | 17.16
Cardiff East & Aberthaw 132 kV | Rover Way 11kV | Rover Way Primary | Primary | 11 | -3.1389 | 51.4729 | Steady Progression | Thermal headroom (MW) | 18.83 | 19.1 | 19.26 | 19.42 | 19.58 | 19.68 | 19.83 | 19.97 | 20.03 | 20.14 | 20.23 | 20.33 | 20.43 | 20.51 | 20.6 | 20.97 | 20.89 | 21.08
Cardiff East & Aberthaw 132 kV | Rover Way 11kV | Rover Way Primary | Primary | 11 | -3.1389 | 51.4729 | System Transformation | Thermal headroom (MW) | 18.83 | 19.1 | 19.26 | 19.42 | 19.58 | 19.67 | 19.79 | 19.91 | 19.9 | 19.99 | 20.09 | 20.18 | 20.27 | 20.34 | 20.42 | 20.44 | 20.58 | 21.12
Cardiff East & Aberthaw 132 kV | Rover Way 11kV | Rover Way Primary | Primary | 11 | -3.1389 | 51.4729 | WPD Best View | Thermal headroom (MW) | 18.83 | 19.1 | 19.26 | 19.42 | 19.58 | 19.62 | 19.71 | 19.8 | 19.76 | 19.81 | 19.65 | 19.48 | 19.31 | 19.15 | 18.95 | 18.17 | 16.91 | 16.08
Cardiff East & Aberthaw 132 kV | Sully 11kV | Sully Grid Primary | Primary | 11 | -3.229 | 51.4099 | Consumer Transformation | Thermal headroom (MW) | 19.55 | 19.47 | 19.41 | 19.33 | 19.11 | 18.67 | 18.23 | 17.72 | 16.99 | 16.11 | 14.33 | 12.5 | 10.68 | 8.91 | 7.11 | -0.65 | -7.43 | -11.45
Cardiff East & Aberthaw 132 kV | Sully 11kV | Sully Grid Primary | Primary | 11 | -3.229 | 51.4099 | Leading the Way | Thermal headroom (MW) | 19.55 | 19.36 | 19.16 | 18.99 | 18.59 | 17.68 | 16.47 | 15.06 | 13.32 | 11.38 | 9.93 | 8.22 | 6.32 | 4.41 | 2.62 | -2.27 | -4.85 | -6.14
Cardiff East & Aberthaw 132 kV | Sully 11kV | Sully Grid Primary | Primary | 11 | -3.229 | 51.4099 | Steady Progression | Thermal headroom (MW) | 19.55 | 19.66 | 19.77 | 19.88 | 19.88 | 19.73 | 19.59 | 19.46 | 19.34 | 19.2 | 18.94 | 18.53 | 18.01 | 17.48 | 16.87 | 13.06 | 10.09 | 9.06
Cardiff East & Aberthaw 132 kV | Sully 11kV | Sully Grid Primary | Primary | 11 | -3.229 | 51.4099 | System Transformation | Thermal headroom (MW) | 19.55 | 19.56 | 19.57 | 19.59 | 19.49 | 19.29 | 19.07 | 18.86 | 18.7 | 18.37 | 17.83 | 17.24 | 16.57 | 15.82 | 15.03 | 10.65 | 9.4 | 9.55
Cardiff East & Aberthaw 132 kV | Sully 11kV | Sully Grid Primary | Primary | 11 | -3.229 | 51.4099 | WPD Best View | Thermal headroom (MW) | 19.55 | 19.66 | 19.77 | 19.88 | 19.88 | 19.73 | 19.59 | 19.46 | 19.34 | 19.2 | 18.94 | 18.53 | 18.01 | 17.48 | 16.87 | 13.06 | 10.09 | 9.06
Cardiff East & Aberthaw 132 kV | Trowbridge 11kV | Trowbridge Primary | Primary | 11 | -3.0989 | 51.5115 | Consumer Transformation | Thermal headroom (MW) | 16.88 | 16.87 | 16.63 | 16.26 | 15.81 | 14.98 | 13.73 | 12.52 | 11.28 | 9.89 | 7.05 | 4.54 | 1.97 | -0.53 | -3.02 | -16.85 | -25.07 | -28.24
Cardiff East & Aberthaw 132 kV | Trowbridge 11kV | Trowbridge Primary | Primary | 11 | -3.0989 | 51.5115 | Leading the Way | Thermal headroom (MW) | 16.88 | 16.52 | 15.92 | 15.04 | 14 | 12.34 | 10.27 | 7.79 | 5.32 | 2.63 | -0.39 | -2.95 | -5.54 | -8.09 | -10.54 | -18.91 | -21.74 | -22.06
Cardiff East & Aberthaw 132 kV | Trowbridge 11kV | Trowbridge Primary | Primary | 11 | -3.0989 | 51.5115 | Steady Progression | Thermal headroom (MW) | 16.88 | 17.13 | 17.22 | 17.25 | 17.28 | 17.03 | 16.61 | 16.15 | 15.62 | 14.94 | 13.99 | 13.2 | 12.37 | 11.5 | 10.62 | 3.95 | -0.79 | -2.91
Cardiff East & Aberthaw 132 kV | Trowbridge 11kV | Trowbridge Primary | Primary | 11 | -3.0989 | 51.5115 | System Transformation | Thermal headroom (MW) | 16.88 | 17.01 | 16.93 | 16.81 | 16.64 | 16.36 | 15.78 | 15.11 | 14.36 | 13.47 | 12.37 | 11.5 | 10.6 | 9.68 | 8.57 | 1.69 | -1 | -1.95
Cardiff East & Aberthaw 132 kV | Trowbridge 11kV | Trowbridge Primary | Primary | 11 | -3.0989 | 51.5115 | WPD Best View | Thermal headroom (MW) | 16.88 | 16.88 | 16.66 | 16.3 | 15.86 | 15.05 | 13.81 | 12.63 | 11.4 | 10 | 7.19 | 4.71 | 2.19 | -0.28 | -2.74 | -16.45 | -24.54 | -27.63
Margam 66 kV | Margam 66 kV | Caerau Primary | Primary | 11 | -3.6458 | 51.6427 | Consumer Transformation | Thermal headroom (MW) | 9.64 | 9.57 | 9.36 | 9.08 | 8.77 | 8.19 | 7.6 | 6.94 | 6.26 | 5.34 | 3.23 | 1.16 | -0.96 | -3.04 | -5.02 | -16.77 | -24.46 | -28.08
Margam 66 kV | Margam 66 kV | Caerau Primary | Primary | 11 | -3.6458 | 51.6427 | Leading the Way | Thermal headroom (MW) | 9.64 | 9.29 | 8.74 | 8.04 | 7.31 | 5.98 | 4.61 | 2.85 | 1.23 | -0.8 | -2.92 | -5.07 | -7.26 | -9.43 | -11.39 | -17.92 | -20.34 | -21.28
Margam 66 kV | Margam 66 kV | Caerau Primary | Primary | 11 | -3.6458 | 51.6427 | Steady Progression | Thermal headroom (MW) | 9.64 | 9.77 | 9.81 | 9.83 | 9.84 | 9.66 | 9.46 | 9.19 | 8.91 | 8.53 | 7.93 | 7.34 | 6.72 | 6.07 | 5.43 | 0.34 | -3.29 | -5.22
Margam 66 kV | Margam 66 kV | Caerau Primary | Primary | 11 | -3.6458 | 51.6427 | System Transformation | Thermal headroom (MW) | 9.64 | 9.65 | 9.55 | 9.43 | 9.28 | 9.02 | 8.71 | 8.27 | 7.84 | 7.27 | 6.52 | 5.75 | 4.97 | 4.22 | 3.51 | -1.4 | -3.77 | -4.71
Margam 66 kV | Margam 66 kV | Caerau Primary | Primary | 11 | -3.6458 | 51.6427 | WPD Best View | Thermal headroom (MW) | 9.64 | 9.77 | 9.81 | 9.83 | 9.84 | 9.66 | 9.46 | 9.19 | 8.91 | 8.53 | 7.93 | 7.34 | 6.72 | 6.07 | 5.43 | 0.34 | -3.29 | -5.22
Margam 66 kV | Margam 66 kV | Llynfi | Primary | 11 | -3.6117 | 51.5714 | Consumer Transformation | Thermal headroom (MW) | 5.7 | 5.75 | 5.61 | 5.44 | 5.26 | 4.68 | 4.23 | 3.61 | 3.24 | 2.68 | 1.47 | 0.42 | -0.65 | -1.65 | -2.66 | -9.36 | -13.44 | -15.61
Margam 66 kV | Margam 66 kV | Llynfi | Primary | 11 | -3.6117 | 51.5714 | Leading the Way | Thermal headroom (MW) | 5.7 | 5.45 | 5.02 | 4.59 | 4.17 | 3.09 | 2.21 | 0.98 | 0.2 | -0.84 | -2.06 | -3.19 | -4.32 | -5.39 | -6.4 | -10.5 | -12.26 | -13.47
Margam 66 kV | Margam 66 kV | Llynfi | Primary | 11 | -3.6117 | 51.5714 | Steady Progression | Thermal headroom (MW) | 5.7 | 5.88 | 5.93 | 5.97 | 6.02 | 5.77 | 5.59 | 5.28 | 5.08 | 4.85 | 4.52 | 4.23 | 3.92 | 3.61 | 3.28 | 0.64 | -1.43 | -2.66
Margam 66 kV | Margam 66 kV | Llynfi | Primary | 11 | -3.6117 | 51.5714 | System Transformation | Thermal headroom (MW) | 5.7 | 5.82 | 5.79 | 5.76 | 5.72 | 5.54 | 5.44 | 5.11 | 4.94 | 4.73 | 4.36 | 3.95 | 3.48 | 3.04 | 2.64 | -0.78 | -2.28 | -2.52
Margam 66 kV | Margam 66 kV | Llynfi | Primary | 11 | -3.6117 | 51.5714 | WPD Best View | Thermal headroom (MW) | 5.7 | 5.88 | 5.93 | 5.97 | 6.02 | 5.77 | 5.59 | 5.28 | 5.08 | 4.85 | 4.52 | 4.23 | 3.92 | 3.61 | 3.28 | 0.64 | -1.43 | -2.66
Margam 66 kV | Margam 66 kV | Ogmore Vale | Primary | 11 | -3.5441 | 51.608 | Consumer Transformation | Thermal headroom (MW) | 9.31 | 9.31 | 9.25 | 9.15 | 9.02 | 8.59 | 8.3 | 7.97 | 7.62 | 7.25 | 6.39 | 5.41 | 4.44 | 3.53 | 2.65 | -2.41 | -6.2 | -7.98
Margam 66 kV | Margam 66 kV | Ogmore Vale | Primary | 11 | -3.5441 | 51.608 | Leading the Way | Thermal headroom (MW) | 9.31 | 9.19 | 9 | 8.79 | 8.53 | 7.7 | 7.14 | 6.46 | 5.69 | 4.89 | 3.93 | 2.97 | 2.03 | 1.1 | 0.25 | -2.75 | -3.74 | -4.31
Margam 66 kV | Margam 66 kV | Ogmore Vale | Primary | 11 | -3.5441 | 51.608 | Steady Progression | Thermal headroom (MW) | 9.31 | 9.39 | 9.43 | 9.46 | 9.46 | 9.28 | 9.2 | 9.1 | 8.96 | 8.81 | 8.55 | 8.26 | 7.96 | 7.64 | 7.32 | 4.76 | 2.14 | 0.76
Margam 66 kV | Margam 66 kV | Ogmore Vale | Primary | 11 | -3.5441 | 51.608 | System Transformation | Thermal headroom (MW) | 9.31 | 9.33 | 9.3 | 9.26 | 9.2 | 8.9 | 8.73 | 8.53 | 8.3 | 8.03 | 7.63 | 7.23 | 6.83 | 6.44 | 6.06 | 3.24 | 1.78 | 1.53
Margam 66 kV | Margam 66 kV | Ogmore Vale | Primary | 11 | -3.5441 | 51.608 | WPD Best View | Thermal headroom (MW) | 9.31 | 9.39 | 9.43 | 9.46 | 9.46 | 9.28 | 9.2 | 9.1 | 8.96 | 8.81 | 8.55 | 8.26 | 7.96 | 7.64 | 7.32 | 4.76 | 2.14 | 0.76
Pembroke 132 kV | Golden Hill 33kV | Golden Hill Primary | Primary | 11 | -4.908 | 51.684 | Consumer Transformation | Thermal headroom (MW) | 11.67 | 11.43 | 11.08 | 10.61 | 10.03 | 8.28 | 6.04 | 3.51 | 0.51 | -3.21 | -16.3 | -29.25 | -42.2 | -55.09 | -69.15 | -98.21 | -155.43 | -200.87
Pembroke 132 kV | Golden Hill 33kV | Golden Hill Primary | Primary | 11 | -4.908 | 51.684 | Leading the Way | Thermal headroom (MW) | 11.67 | 11.25 | 10.67 | 9.97 | 8.76 | 5.78 | 1.94 | -3.09 | -12.11 | -22.24 | -26.47 | -32.41 | -39.94 | -47.84 | -55.35 | -69.98 | -81.23 | -90.79
Pembroke 132 kV | Golden Hill 33kV | Golden Hill Primary | Primary | 11 | -4.908 | 51.684 | Steady Progression | Thermal headroom (MW) | 11.67 | 11.79 | 11.81 | 11.81 | 11.78 | 11.22 | 10.6 | 9.81 | 8.88 | 6.6 | 3.99 | 2.75 | 1.08 | -0.94 | -2.68 | -12.71 | -18.92 | -21.73
Pembroke 132 kV | Golden Hill 33kV | Golden Hill Primary | Primary | 11 | -4.908 | 51.684 | System Transformation | Thermal headroom (MW) | 11.67 | 11.59 | 11.45 | 11.25 | 11 | 10.38 | 9.59 | 8.57 | 7.52 | 5.94 | 3.86 | 2.08 | 0 | -2 | -4.21 | -15.79 | -21.13 | -22.11
Pembroke 132 kV | Golden Hill 33kV | Golden Hill Primary | Primary | 11 | -4.908 | 51.684 | WPD Best View | Thermal headroom (MW) | 11.67 | 11.43 | 11.08 | 10.61 | 10.03 | 8.28 | 6.04 | 3.51 | 0.51 | -3.21 | -16.3 | -29.25 | -42.2 | -55.09 | -69.15 | -98.21 | -155.43 | -200.87
Pembroke 132 kV | Golden Hill 33kV | Neyland | Primary | 11 | -4.9644 | 51.7176 | Consumer Transformation | Thermal headroom (MW) | 3.66 | 3.62 | 3.58 | 3.5 | 3.33 | 2.68 | 2.2 | 1.51 | 0.96 | -0.12 | -2.34 | -4.29 | -6.3 | -8.27 | -10.34 | -16.05 | -22.6 | -27.2
Pembroke 132 kV | Golden Hill 33kV | Neyland | Primary | 11 | -4.9644 | 51.7176 | Leading the Way | Thermal headroom (MW) | 3.66 | 3.55 | 3.44 | 3.29 | 2.93 | 1.88 | 1.04 | -0.44 | -2.2 | -4.69 | -6.04 | -7.32 | -8.88 | -10.4 | -11.85 | -15.76 | -17.48 | -18.77
Pembroke 132 kV | Golden Hill 33kV | Neyland | Primary | 11 | -4.9644 | 51.7176 | Steady Progression | Thermal headroom (MW) | 3.66 | 3.67 | 3.68 | 3.69 | 3.66 | 3.25 | 2.94 | 2.47 | 2.11 | 1.4 | 0.67 | 0.15 | -0.42 | -1.03 | -1.63 | -5.41 | -7.55 | -8.7
Pembroke 132 kV | Golden Hill 33kV | Neyland | Primary | 11 | -4.9644 | 51.7176 | System Transformation | Thermal headroom (MW) | 3.66 | 3.55 | 3.51 | 3.43 | 3.3 | 2.96 | 2.78 | 2.35 | 2.03 | 1.4 | 0.5 | 0.09 | -0.57 | -1.14 | -1.92 | -6.19 | -8.88 | -9.73
Pembroke 132 kV | Golden Hill 33kV | Neyland | Primary | 11 | -4.9644 | 51.7176 | WPD Best View | Thermal headroom (MW) | 3.66 | 3.62 | 3.58 | 3.5 | 3.33 | 2.68 | 2.2 | 1.51 | 0.96 | -0.12 | -2.34 | -4.29 | -6.3 | -8.27 | -10.34 | -16.05 | -22.6 | -27.2
Pembroke 132 kV | Golden Hill 33kV | St Florence | Primary | 11 | -4.782 | 51.6802 | Consumer Transformation | Thermal headroom (MW) | 0.52 | 0.53 | 0.52 | 0.49 | 0.45 | 0.24 | 0.04 | -0.14 | -0.35 | -0.62 | -1.93 | -3.27 | -4.62 | -5.98 | -7.45 | -9.93 | -14.55 | -18.23
Pembroke 132 kV | Golden Hill 33kV | St Florence | Primary | 11 | -4.782 | 51.6802 | Leading the Way | Thermal headroom (MW) | 0.52 | 0.5 | 0.46 | 0.4 | 0.21 | -0.13 | -0.55 | -1.07 | -2.17 | -3.43 | -3.77 | -4.38 | -5.26 | -6.18 | -7.08 | -8.51 | -9.41 | -10.17
Pembroke 132 kV | Golden Hill 33kV | St Florence | Primary | 11 | -4.782 | 51.6802 | Steady Progression | Thermal headroom (MW) | 0.52 | 0.55 | 0.55 | 0.56 | 0.55 | 0.44 | 0.32 | 0.2 | 0.07 | -0.18 | -0.52 | -0.7 | -0.93 | -1.19 | -1.42 | -2.93 | -3.64 | -3.8
Pembroke 132 kV | Golden Hill 33kV | St Florence | Primary | 11 | -4.782 | 51.6802 | System Transformation | Thermal headroom (MW) | 0.52 | 0.44 | 0.41 | 0.36 | 0.29 | 0.23 | 0.16 | 0.08 | -0.03 | -0.12 | -0.5 | -0.62 | -0.96 | -1.12 | -1.43 | -3.25 | -4.82 | -5.57
Pembroke 132 kV | Golden Hill 33kV | St Florence | Primary | 11 | -4.782 | 51.6802 | WPD Best View | Thermal headroom (MW) | 0.52 | 0.53 | 0.52 | 0.49 | 0.45 | 0.24 | 0.04 | -0.14 | -0.35 | -0.62 | -1.93 | -3.27 | -4.62 | -5.98 | -7.45 | -9.93 | -14.55 | -18.23
Pembroke 132 kV | Golden Hill 33kV | St Twynells | Primary | 11 | -4.9591 | 51.6394 | Consumer Transformation | Thermal headroom (MW) | 3.23 | 2.43 | 2.36 | 2.27 | 2.18 | 1.57 | 1 | 0.4 | -0.2 | -0.99 | -7.92 | -14.88 | -21.84 | -28.81 | -36.64 | -50.44 | -92.32 | -127.72
Pembroke 132 kV | Golden Hill 33kV | St Twynells | Primary | 11 | -4.9591 | 51.6394 | Leading the Way | Thermal headroom (MW) | 3.23 | 2.27 | 2.13 | 1.94 | 1.19 | -0.3 | -1.98 | -4.63 | -13.38 | -22.83 | -24.47 | -28.9 | -35.88 | -43.52 | -50.95 | -66.81 | -87.44 | -109.64
Pembroke 132 kV | Golden Hill 33kV | St Twynells | Primary | 11 | -4.9591 | 51.6394 | Steady Progression | Thermal headroom (MW) | 3.23 | 2.6 | 2.57 | 2.54 | 2.51 | 2.25 | 2.01 | 1.75 | 1.54 | 1.21 | 0.93 | 0.79 | 0.61 | 0.39 | 0.21 | -1.39 | -2.72 | -3.63
Pembroke 132 kV | Golden Hill 33kV | St Twynells | Primary | 11 | -4.9591 | 51.6394 | System Transformation | Thermal headroom (MW) | 3.23 | 2.41 | 2.34 | 2.26 | 2.17 | 2.09 | 2.04 | 1.95 | 1.83 | 1.77 | 1.4 | 1.3 | 0.98 | 0.85 | 0.55 | -1.64 | -3.46 | -4.19
Pembroke 132 kV | Golden Hill 33kV | St Twynells | Primary | 11 | -4.9591 | 51.6394 | WPD Best View | Thermal headroom (MW) | 3.23 | 2.43 | 2.36 | 2.27 | 2.18 | 1.57 | 1 | 0.4 | -0.2 | -0.99 | -7.92 | -14.88 | -21.84 | -28.81 | -36.64 | -50.44 | -92.32 | -127.72
Pembroke 132 kV | Haverfordwest 33kV | Brawdy | Primary | 11 | -5.0961 | 51.8875 | Consumer Transformation | Thermal headroom (MW) | 10.12 | 10.18 | 10.2 | 10.18 | 10.13 | 9.83 | 9.53 | 9.24 | 8.91 | 8.4 | 7.75 | 7.05 | 6.41 | 5.76 | 5.09 | 2.64 | 1.86 | 1.56
Pembroke 132 kV | Haverfordwest 33kV | Brawdy | Primary | 11 | -5.0961 | 51.8875 | Leading the Way | Thermal headroom (MW) | 10.12 | 10.15 | 10.12 | 10.06 | 9.94 | 9.49 | 8.91 | 8.11 | 7.04 | 5.92 | 5.47 | 4.87 | 4.17 | 3.44 | 2.77 | 0.14 | -0.96 | -1.72
Pembroke 132 kV | Haverfordwest 33kV | Brawdy | Primary | 11 | -5.0961 | 51.8875 | Steady Progression | Thermal headroom (MW) | 10.12 | 10.18 | 10.2 | 10.21 | 10.21 | 9.99 | 9.76 | 9.52 | 9.26 | 8.95 | 8.4 | 7.94 | 7.47 | 6.98 | 6.49 | 3.03 | 1.73 | 0.97
Pembroke 132 kV | Haverfordwest 33kV | Brawdy | Primary | 11 | -5.0961 | 51.8875 | System Transformation | Thermal headroom (MW) | 10.12 | 10.12 | 10.1 | 10.06 | 10 | 9.92 | 9.82 | 9.7 | 9.56 | 9.42 | 9.03 | 8.78 | 8.35 | 7.91 | 7.36 | 3.68 | 0.88 | 0.07
Pembroke 132 kV | Haverfordwest 33kV | Brawdy | Primary | 11 | -5.0961 | 51.8875 | WPD Best View | Thermal headroom (MW) | 10.12 | 10.18 | 10.2 | 10.18 | 10.13 | 9.83 | 9.53 | 9.24 | 8.91 | 8.4 | 7.75 | 7.05 | 6.41 | 5.76 | 5.09 | 2.64 | 1.86 | 1.56
Pembroke 132 kV | Haverfordwest 33kV | Broadfield | Primary | 11 | -4.7055 | 51.7011 | Consumer Transformation | Thermal headroom (MW) | 1.85 | 1.77 | 1.63 | 1.41 | 1.11 | 0.06 | -0.98 | -2.03 | -3.68 | -5.59 | -15.36 | -25.13 | -34.89 | -44.6 | -55.35 | -74.6 | -118.88 | -154.67
Pembroke 132 kV | Haverfordwest 33kV | Broadfield | Primary | 11 | -4.7055 | 51.7011 | Leading the Way | Thermal headroom (MW) | 1.85 | 1.69 | 1.44 | 1.1 | 0.29 | -1.36 | -3.17 | -6.13 | -13.28 | -20.38 | -22.62 | -26.62 | -32.12 | -37.93 | -43.52 | -54 | -63.16 | -71.64
Pembroke 132 kV | Haverfordwest 33kV | Broadfield | Primary | 11 | -4.7055 | 51.7011 | Steady Progression | Thermal headroom (MW) | 1.85 | 1.96 | 2 | 2.01 | 1.99 | 1.7 | 1.4 | 1.02 | 0.46 | -0.89 | -2.64 | -3.4 | -4.21 | -5.29 | -6.43 | -12.62 | -15.66 | -17.33
Pembroke 132 kV | Haverfordwest 33kV | Broadfield | Primary | 11 | -4.7055 | 51.7011 | System Transformation | Thermal headroom (MW) | 1.85 | 1.79 | 1.73 | 1.62 | 1.47 | 1.26 | 1.02 | 0.71 | 0.1 | -0.24 | -1.5 | -2.36 | -3.57 | -4.54 | -5.93 | -13.02 | -18.14 | -19.97
Pembroke 132 kV | Haverfordwest 33kV | Broadfield | Primary | 11 | -4.7055 | 51.7011 | WPD Best View | Thermal headroom (MW) | 1.85 | 1.77 | 1.63 | 1.41 | 1.12 | 0.07 | -0.97 | -2.01 | -3.66 | -5.63 | -15.44 | -25.2 | -34.96 | -44.66 | -55.4 | -74.69 | -118.95 | -154.74
Pembroke 132 kV | Haverfordwest 33kV | Fishguard | Primary | 11 | -4.9712 | 51.978 | Consumer Transformation | Thermal headroom (MW) | 8.97 | 8.42 | 8.24 | 8.01 | 7.74 | 6 | 3.61 | 1.05 | -1.56 | -4.88 | -21.01 | -36.81 | -52.62 | -68.37 | -85.83 | -114.71 | -186.26 | -245.19
Pembroke 132 kV | Haverfordwest 33kV | Fishguard | Primary | 11 | -4.9712 | 51.978 | Leading the Way | Thermal headroom (MW) | 8.97 | 8.73 | 8.13 | 7.8 | 6.89 | 4.48 | 0.72 | -4.1 | -14.09 | -25.09 | -28.96 | -34.89 | -42.98 | -51.69 | -59.79 | -73.91 | -86.83 | -99.04
Pembroke 132 kV | Haverfordwest 33kV | Fishguard | Primary | 11 | -4.9712 | 51.978 | Steady Progression | Thermal headroom (MW) | 8.97 | 8.98 | 8.97 | 8.96 | 8.92 | 8.61 | 7.8 | 6.99 | 6.19 | 3.6 | 0.21 | -1.2 | -2.65 | -4.58 | -6.08 | -14.89 | -19.37 | -21.64
Pembroke 132 kV | Haverfordwest 33kV | Fishguard | Primary | 11 | -4.9712 | 51.978 | System Transformation | Thermal headroom (MW) | 8.97 | 8.87 | 8.81 | 8.71 | 8.58 | 8.33 | 7.4 | 6.54 | 5.34 | 3.79 | 1.92 | 0.55 | -1.42 | -3.25 | -5.26 | -15.51 | -20.78 | -21.7
Pembroke 132 kV | Haverfordwest 33kV | Fishguard | Primary | 11 | -4.9712 | 51.978 | WPD Best View | Thermal headroom (MW) | 8.97 | 8.42 | 8.24 | 8.01 | 7.74 | 6 | 3.61 | 1.05 | -1.56 | -4.88 | -21.01 | -36.81 | -52.62 | -68.37 | -85.83 | -114.71 | -186.26 | -245.19
Pembroke 132 kV | Haverfordwest 33kV | Haverfordwest Power Stn | Primary | 11 | -4.9629 | 51.8029 | Consumer Transformation | Thermal headroom (MW) | 3.35 | 2.64 | 1.7 | 0.89 | 0.53 | -1.03 | -2.65 | -5.25 | -8.01 | -10.79 | -21.02 | -31.07 | -41.09 | -51.07 | -61.99 | -81.72 | -125.3 | -160.47
Pembroke 132 kV | Haverfordwest 33kV | Haverfordwest Power Stn | Primary | 11 | -4.9629 | 51.8029 | Leading the Way | Thermal headroom (MW) | 3.35 | 2.53 | 1.43 | 0.38 | -0.28 | -2.57 | -5.49 | -9.8 | -17.21 | -24.44 | -27.44 | -31.5 | -36.8 | -42.38 | -47.68 | -57.38 | -64.7 | -71.3
Pembroke 132 kV | Haverfordwest 33kV | Haverfordwest Power Stn | Primary | 11 | -4.9629 | 51.8029 | Steady Progression | Thermal headroom (MW) | 3.35 | 2.87 | 2.18 | 1.63 | 1.53 | 0.83 | 0.13 | -0.8 | -1.79 | -3.63 | -5.8 | -6.85 | -7.92 | -9.59 | -11.04 | -18.63 | -22.35 | -23.48
Pembroke 132 kV | Haverfordwest 33kV | Haverfordwest Power Stn | Primary | 11 | -4.9629 | 51.8029 | System Transformation | Thermal headroom (MW) | 3.35 | 2.77 | 1.93 | 1.26 | 1.11 | 0.36 | -0.45 | -1.46 | -2.69 | -3.77 | -5.28 | -6.69 | -8.13 | -9.64 | -11.22 | -19.56 | -22.64 | -22.46
Pembroke 132 kV | Haverfordwest 33kV | Haverfordwest Power Stn | Primary | 11 | -4.9629 | 51.8029 | WPD Best View | Thermal headroom (MW) | 3.35 | 2.64 | 1.7 | 0.89 | 0.53 | -1.03 | -2.65 | -5.25 | -8.01 | -10.79 | -21.02 | -31.07 | -41.09 | -51.07 | -61.99 | -81.72 | -125.3 | -160.47
Pembroke 132 kV | Haverfordwest 33kV | Merlins Bridge | Primary | 11 | -4.9769 | 51.792 | Consumer Transformation | Thermal headroom (MW) | 5.79 | 5.7 | 5.49 | 5.19 | 4.79 | 3.81 | 2.65 | 1.85 | 1.02 | -0.03 | -2.82 | -5.76 | -8.76 | -11.7 | -14.66 | -23.13 | -30.84 | -35.68
Pembroke 132 kV | Haverfordwest 33kV | Merlins Bridge | Primary | 11 | -4.9769 | 51.792 | Leading the Way | Thermal headroom (MW) | 5.79 | 5.55 | 5.17 | 4.7 | 4.05 | 2.51 | 0.63 | -0.85 | -3.17 | -5.97 | -7.82 | -10.06 | -12.55 | -15 | -17.22 | -22.48 | -24.57 | -25.53
Pembroke 132 kV | Haverfordwest 33kV | Merlins Bridge | Primary | 11 | -4.9769 | 51.792 | Steady Progression | Thermal headroom (MW) | 5.79 | 5.85 | 5.82 | 5.78 | 5.72 | 5.25 | 4.69 | 4.24 | 3.75 | 3.02 | 2.17 | 1.49 | 0.78 | 0.01 | -0.78 | -6.84 | -9.79 | -11.35
Pembroke 132 kV | Haverfordwest 33kV | Merlins Bridge | Primary | 11 | -4.9769 | 51.792 | System Transformation | Thermal headroom (MW) | 5.79 | 5.68 | 5.54 | 5.36 | 5.13 | 4.64 | 3.92 | 3.49 | 2.98 | 2.32 | 1.41 | 0.39 | -0.86 | -1.92 | -3.05 | -9.38 | -13.54 | -14.95
Pembroke 132 kV | Haverfordwest 33kV | Merlins Bridge | Primary | 11 | -4.9769 | 51.792 | WPD Best View | Thermal headroom (MW) | 5.79 | 5.7 | 5.49 | 5.19 | 4.79 | 3.81 | 2.65 | 1.85 | 1.02 | -0.03 | -2.82 | -5.76 | -8.76 | -11.7 | -14.66 | -23.13 | -30.84 | -35.68
Pembroke 132 kV | Haverfordwest 33kV | Milford Haven | Primary | 11 | -4.9725 | 51.7347 | Consumer Transformation | Thermal headroom (MW) | 0.42 | 0.29 | 0.24 | 0.17 | 0.03 | -0.49 | -0.8 | -1.17 | -1.57 | -2.18 | -3.87 | -5.62 | -7.35 | -9.04 | -10.84 | -15.64 | -21.75 | -25.9
Pembroke 132 kV | Haverfordwest 33kV | Milford Haven | Primary | 11 | -4.9725 | 51.7347 | Leading the Way | Thermal headroom (MW) | 0.42 | 0.21 | 0.09 | -0.06 | -0.42 | -1.32 | -1.85 | -2.72 | -4.23 | -5.92 | -6.78 | -7.92 | -9.28 | -10.7 | -12.01 | -14.52 | -15.55 | -16.17
Pembroke 132 kV | Haverfordwest 33kV | Milford Haven | Primary | 11 | -4.9725 | 51.7347 | Steady Progression | Thermal headroom (MW) | 0.42 | 0.39 | 0.42 | 0.44 | 0.43 | 0.19 | 0.11 | -0.02 | -0.17 | -0.48 | -0.82 | -1.01 | -1.24 | -1.54 | -1.86 | -4.06 | -5.87 | -6.61
Pembroke 132 kV | Haverfordwest 33kV | Milford Haven | Primary | 11 | -4.9725 | 51.7347 | System Transformation | Thermal headroom (MW) | 0.42 | 0.25 | 0.22 | 0.16 | 0.07 | -0.29 | -0.44 | -0.68 | -0.99 | -1.27 | -1.8 | -2.07 | -2.57 | -2.95 | -3.58 | -6.58 | -8.06 | -8.48
Pembroke 132 kV | Haverfordwest 33kV | Milford Haven | Primary | 11 | -4.9725 | 51.7347 | WPD Best View | Thermal headroom (MW) | 0.42 | 0.29 | 0.24 | 0.17 | 0.03 | -0.49 | -0.8 | -1.17 | -1.57 | -2.18 | -3.87 | -5.62 | -7.35 | -9.04 | -10.84 | -15.64 | -21.75 | -25.9
Pembroke 132 kV | Haverfordwest 33kV | Nevern | Primary | 11 | -4.7917 | 52.0159 | Consumer Transformation | Thermal headroom (MW) | 5.57 | 5.59 | 5.59 | 5.58 | 5.56 | 5.45 | 5.34 | 5.22 | 5.11 | 4.92 | 4.58 | 4.26 | 3.93 | 3.6 | 3.3 | 1.59 | 0.57 | 0.32
Pembroke 132 kV | Haverfordwest 33kV | Nevern | Primary | 11 | -4.7917 | 52.0159 | Leading the Way | Thermal headroom (MW) | 5.57 | 5.56 | 5.53 | 5.5 | 5.45 | 5.28 | 5.05 | 4.82 | 4.54 | 4.14 | 3.86 | 3.57 | 3.29 | 3.03 | 2.78 | 1.52 | 1.31 | 1.34
Pembroke 132 kV | Haverfordwest 33kV | Nevern | Primary | 11 | -4.7917 | 52.0159 | Steady Progression | Thermal headroom (MW) | 5.57 | 5.61 | 5.63 | 5.65 | 5.66 | 5.61 | 5.56 | 5.5 | 5.43 | 5.33 | 5.21 | 5.07 | 4.93 | 4.73 | 4.52 | 2.88 | 1.67 | 1.13
Pembroke 132 kV | Haverfordwest 33kV | Nevern | Primary | 11 | -4.7917 | 52.0159 | System Transformation | Thermal headroom (MW) | 5.57 | 5.6 | 5.61 | 5.61 | 5.61 | 5.6 | 5.59 | 5.57 | 5.55 | 5.46 | 5.35 | 5.24 | 5.12 | 4.97 | 4.75 | 2.85 | 1.78 | 1.62
Pembroke 132 kV | Haverfordwest 33kV | Nevern | Primary | 11 | -4.7917 | 52.0159 | WPD Best View | Thermal headroom (MW) | 5.57 | 5.59 | 5.59 | 5.58 | 5.56 | 5.45 | 5.34 | 5.22 | 5.11 | 4.92 | 4.58 | 4.26 | 3.93 | 3.6 | 3.3 | 1.59 | 0.57 | 0.32
Pembroke 132 kV | Haverfordwest 33kV | Penblewin | Primary | 11 | -4.7299 | 51.8244 | Consumer Transformation | Thermal headroom (MW) | 5.01 | 4.98 | 4.88 | 4.68 | 4.36 | 3.27 | 2.31 | 1.33 | -0.08 | -1.93 | -11.48 | -21.09 | -30.65 | -40.21 | -50.81 | -68.09 | -111.03 | -146.2
Pembroke 132 kV | Haverfordwest 33kV | Penblewin | Primary | 11 | -4.7299 | 51.8244 | Leading the Way | Thermal headroom (MW) | 5.01 | 4.94 | 4.78 | 4.48 | 3.65 | 2.08 | 0.44 | -2.25 | -8.91 | -16.03 | -17.99 | -21.66 | -26.82 | -32.36 | -37.72 | -47.33 | -56.01 | -64.18
Pembroke 132 kV | Haverfordwest 33kV | Penblewin | Primary | 11 | -4.7299 | 51.8244 | Steady Progression | Thermal headroom (MW) | 5.01 | 5.11 | 5.13 | 5.09 | 4.96 | 4.63 | 4.33 | 3.94 | 3.49 | 2.13 | 0.44 | -0.17 | -0.93 | -1.96 | -3.1 | -9.24 | -12.15 | -13.73
Pembroke 132 kV | Haverfordwest 33kV | Penblewin | Primary | 11 | -4.7299 | 51.8244 | System Transformation | Thermal headroom (MW) | 5.01 | 4.95 | 4.89 | 4.75 | 4.49 | 4.22 | 4.02 | 3.74 | 3.34 | 3.04 | 1.87 | 1.11 | 0.02 | -1 | -2.35 | -9.24 | -14.4 | -16.04
Pembroke 132 kV | Haverfordwest 33kV | Penblewin | Primary | 11 | -4.7299 | 51.8244 | WPD Best View | Thermal headroom (MW) | 5.01 | 4.98 | 4.87 | 4.67 | 4.34 | 3.27 | 2.32 | 1.34 | -0.09 | -2.01 | -11.6 | -21.2 | -30.75 | -40.32 | -50.91 | -68.34 | -111.23 | -146.38
Pembroke 132 kV | Haverfordwest 33kV | St Davids | Primary | 11 | -5.2529 | 51.8823 | Consumer Transformation | Thermal headroom (MW) | 0.55 | 0.56 | 0.56 | 0.54 | 0.52 | 0.39 | 0.2 | 0.12 | 0.04 | -0.07 | -0.28 | -0.54 | -0.77 | -1 | -1.2 | -2.22 | -2.65 | -2.83
Pembroke 132 kV | Haverfordwest 33kV | St Davids | Primary | 11 | -5.2529 | 51.8823 | Leading the Way | Thermal headroom (MW) | 0.55 | 0.55 | 0.52 | 0.49 | 0.45 | 0.25 | -0.05 | -0.2 | -0.36 | -0.57 | -0.8 | -1.03 | -1.26 | -1.45 | -1.63 | -2.23 | -2.35 | -2.33
Pembroke 132 kV | Haverfordwest 33kV | St Davids | Primary | 11 | -5.2529 | 51.8823 | Steady Progression | Thermal headroom (MW) | 0.55 | 0.58 | 0.59 | 0.6 | 0.61 | 0.54 | 0.45 | 0.41 | 0.35 | 0.3 | 0.22 | 0.13 | 0.03 | -0.12 | -0.26 | -1.09 | -1.47 | -1.59
Pembroke 132 kV | Haverfordwest 33kV | St Davids | Primary | 11 | -5.2529 | 51.8823 | System Transformation | Thermal headroom (MW) | 0.55 | 0.57 | 0.57 | 0.57 | 0.56 | 0.49 | 0.36 | 0.32 | 0.28 | 0.21 | 0.12 | 0.03 | -0.07 | -0.16 | -0.28 | -1.11 | -1.43 | -1.46
Pembroke 132 kV | Haverfordwest 33kV | St Davids | Primary | 11 | -5.2529 | 51.8823 | WPD Best View | Thermal headroom (MW) | 0.55 | 0.56 | 0.56 | 0.54 | 0.52 | 0.39 | 0.2 | 0.12 | 0.04 | -0.07 | -0.28 | -0.54 | -0.77 | -1 | -1.2 | -2.22 | -2.65 | -2.83
Pembroke 132 kV | Haverfordwest 33kV | Steynton | Primary | 11 | -5.018 | 51.7292 | Consumer Transformation | Thermal headroom (MW) | 2.34 | 1.45 | 0.88 | 0.3 | -0.72 | -3.54 | -6.58 | -9.48 | -12.3 | -15.73 | -30.55 | -45.39 | -60.21 | -74.98 | -91.27 | -120.28 | -188.31 | -244.16
Pembroke 132 kV | Haverfordwest 33kV | Steynton | Primary | 11 | -5.018 | 51.7292 | Leading the Way | Thermal headroom (MW) | 2.34 | 1.68 | 0.58 | -0.24 | -2.4 | -6.71 | -10.99 | -15.96 | -25.86 | -36.65 | -40.35 | -46.49 | -54.67 | -63.37 | -71.33 | -86.13 | -100 | -113.05
Pembroke 132 kV | Haverfordwest 33kV | Steynton | Primary | 11 | -5.018 | 51.7292 | Steady Progression | Thermal headroom (MW) | 2.34 | 2.11 | 1.8 | 1.52 | 0.92 | -0.09 | -1.24 | -2.32 | -3.46 | -5.89 | -8.52 | -9.96 | -11.43 | -13.28 | -14.71 | -22.97 | -27.72 | -29.55
Pembroke 132 kV | Haverfordwest 33kV | Steynton | Primary | 11 | -5.018 | 51.7292 | System Transformation | Thermal headroom (MW) | 2.34 | 2.02 | 1.61 | 1.22 | 0.46 | -0.77 | -2.24 | -3.49 | -5 | -6.76 | -8.12 | -9.53 | -11.01 | -12.88 | -14.81 | -24.31 | -28.27 | -28.34
Pembroke 132 kV | Haverfordwest 33kV | Steynton | Primary | 11 | -5.018 | 51.7292 | WPD Best View | Thermal headroom (MW) | 2.34 | 1.45 | 0.88 | 0.3 | -0.72 | -3.54 | -6.58 | -9.48 | -12.3 | -15.73 | -30.55 | -45.39 | -60.21 | -74.98 | -91.27 | -120.28 | -188.31 | -244.16
Pembroke 132 kV | Haverfordwest 33kV | Tenby | Primary | 11 | -4.7097 | 51.6719 | Consumer Transformation | Thermal headroom (MW) | 1.46 | 1.48 | 1.45 | 1.4 | 1.32 | 1.09 | 0.83 | 0.58 | 0.32 | -0.19 | -1.87 | -3.57 | -5.33 | -7.01 | -8.74 | -13.04 | -18.86 | -22.86
Pembroke 132 kV | Haverfordwest 33kV | Tenby | Primary | 11 | -4.7097 | 51.6719 | Leading the Way | Thermal headroom (MW) | 1.46 | 1.4 | 1.29 | 1.16 | 0.88 | 0.48 | 0.03 | -0.7 | -2.07 | -3.59 | -4.44 | -5.55 | -6.95 | -8.37 | -9.69 | -12.08 | -12.9 | -13.31
Pembroke 132 kV | Haverfordwest 33kV | Tenby | Primary | 11 | -4.7097 | 51.6719 | Steady Progression | Thermal headroom (MW) | 1.46 | 1.57 | 1.63 | 1.69 | 1.74 | 1.73 | 1.68 | 1.63 | 1.56 | 1.36 | 1.08 | 0.91 | 0.67 | 0.35 | 0.03 | -2.23 | -4.17 | -4.89
Pembroke 132 kV | Haverfordwest 33kV | Tenby | Primary | 11 | -4.7097 | 51.6719 | System Transformation | Thermal headroom (MW) | 1.46 | 1.44 | 1.43 | 1.41 | 1.35 | 1.28 | 1.17 | 1.04 | 0.88 | 0.72 | 0.28 | 0.11 | -0.48 | -0.89 | -1.51 | -4.48 | -6.02 | -6.4
Pembroke 132 kV | Haverfordwest 33kV | Tenby | Primary | 11 | -4.7097 | 51.6719 | WPD Best View | Thermal headroom (MW) | 1.46 | 1.48 | 1.45 | 1.4 | 1.32 | 1.09 | 0.83 | 0.58 | 0.32 | -0.19 | -1.87 | -3.57 | -5.33 | -7.01 | -8.74 | -13.04 | -18.86 | -22.86
Pyle 132 kV | Bridgend 33kV | Bridgend 33kV | Bulk Supply Point | 33 | -3.5781 | 51.5183 | Consumer Transformation | Thermal headroom (MW) | 7.4 | 7.4719 | 7.1972 | 6.7395 | 6.0665 | 4.7366 | 2.8676 | 1.2193 | -0.55538 | -2.914 | -7.0633 | -11.6229 | -16.5451 | -21.2369 | -25.9748 | -51.079 | -67.1491 | -74.6931
Pyle 132 kV | Bridgend 33kV | Bridgend 33kV | Bulk Supply Point | 33 | -3.5781 | 51.5183 | Leading the Way | Thermal headroom (MW) | 7.4 | 6.9875 | 6.1784 | 5.2439 | 4.028 | 1.3432 | -2.1152 | -5.6557 | -9.7744 | -14.5942 | -18.7048 | -23.5139 | -28.637 | -33.3343 | -37.7497 | -52.3798 | -57.6829 | -58.2353
Pyle 132 kV | Bridgend 33kV | Bridgend 33kV | Bulk Supply Point | 33 | -3.5781 | 51.5183 | Steady Progression | Thermal headroom (MW) | 7.4 | 8.0181 | 8.3454 | 8.591 | 8.7952 | 8.4648 | 7.8401 | 7.2615 | 6.5306 | 5.4428 | 4.0774 | 2.7755 | 1.3722 | -0.23494 | -1.9901 | -13.7562 | -21.6319 | -25.1675
Pyle 132 kV | Bridgend 33kV | Bridgend 33kV | Bulk Supply Point | 33 | -3.5781 | 51.5183 | System Transformation | Thermal headroom (MW) | 7.4 | 7.7031 | 7.6827 | 7.6195 | 7.4752 | 7.1079 | 6.1633 | 5.2729 | 4.1955 | 2.9021 | 1.256 | -0.33789 | -2.2567 | -4.5285 | -6.9635 | -19.0787 | -25.3415 | -26.521
Pyle 132 kV | Bridgend 33kV | Bridgend 33kV | Bulk Supply Point | 33 | -3.5781 | 51.5183 | WPD Best View | Thermal headroom (MW) | 7.4 | 8.0181 | 8.3454 | 8.591 | 8.7952 | 8.4648 | 7.8401 | 7.2615 | 6.5306 | 5.4428 | 4.0774 | 2.7755 | 1.3722 | -0.23494 | -1.9901 | -13.7562 | -21.6319 | -25.1675
Pyle 132 kV | Bridgend 33kV | Bridgend Trading Estate | Primary | 11 | -3.5665 | 51.5033 | Consumer Transformation | Thermal headroom (MW) | 10.46 | 10.49 | 10.4 | 10.25 | 9.99 | 9.39 | 8.29 | 7.47 | 6.42 | 5.22 | 2.63 | -0.42 | -3.5 | -6.15 | -8.9 | -18.36 | -26.4 | -30.95
Pyle 132 kV | Bridgend 33kV | Bridgend Trading Estate | Primary | 11 | -3.5665 | 51.5033 | Leading the Way | Thermal headroom (MW) | 10.46 | 10.24 | 9.91 | 9.53 | 8.97 | 7.98 | 6.26 | 4.88 | 2.55 | 0.09 | -1.7 | -4.21 | -7.01 | -9.41 | -11.69 | -17.18 | -19.32 | -19.11
Pyle 132 kV | Bridgend 33kV | Bridgend Trading Estate | Primary | 11 | -3.5665 | 51.5033 | Steady Progression | Thermal headroom (MW) | 10.46 | 10.67 | 10.8 | 10.87 | 10.93 | 10.79 | 10.41 | 10.17 | 9.81 | 9.26 | 8.63 | 8.09 | 7.52 | 6.78 | 6.06 | 0.34 | -4.03 | -5.87
Pyle 132 kV | Bridgend 33kV | Bridgend Trading Estate | Primary | 11 | -3.5665 | 51.5033 | System Transformation | Thermal headroom (MW) | 10.46 | 10.49 | 10.44 | 10.36 | 10.26 | 10.06 | 9.36 | 8.87 | 8.23 | 7.62 | 6.72 | 5.9 | 4.76 | 3.35 | 1.72 | -5.16 | -8.37 | -8.54
Pyle 132 kV | Bridgend 33kV | Bridgend Trading Estate | Primary | 11 | -3.5665 | 51.5033 | WPD Best View | Thermal headroom (MW) | 10.46 | 10.67 | 10.8 | 10.87 | 10.93 | 10.79 | 10.41 | 10.17 | 9.81 | 9.26 | 8.63 | 8.09 | 7.52 | 6.78 | 6.06 | 0.34 | -4.03 | -5.87
Pyle 132 kV | Bridgend 33kV | Litchard | Primary | 11 | -3.5739 | 51.5237 | Consumer Transformation | Thermal headroom (MW) | 7.71 | 7.75 | 7.59 | 7.35 | 7.07 | 6.55 | 5.8 | 5.06 | 4.4 | 3.03 | 0.6 | -1.66 | -3.96 | -6.16 | -8.24 | -20.48 | -27.27 | -29.73
Pyle 132 kV | Bridgend 33kV | Litchard | Primary | 11 | -3.5739 | 51.5237 | Leading the Way | Thermal headroom (MW) | 7.71 | 7.53 | 7.12 | 6.66 | 6.18 | 4.92 | 3.38 | 1.48 | -0.34 | -3.01 | -5.62 | -8.08 | -10.55 | -12.85 | -14.94 | -21.95 | -23.86 | -23.63
Pyle 132 kV | Bridgend 33kV | Litchard | Primary | 11 | -3.5739 | 51.5237 | Steady Progression | Thermal headroom (MW) | 7.71 | 7.97 | 8.08 | 8.15 | 8.22 | 8.09 | 7.82 | 7.53 | 7.27 | 6.79 | 6.17 | 5.56 | 4.9 | 4.17 | 3.21 | -3.25 | -7.89 | -9.94
Pyle 132 kV | Bridgend 33kV | Litchard | Primary | 11 | -3.5739 | 51.5237 | System Transformation | Thermal headroom (MW) | 7.71 | 7.86 | 7.84 | 7.79 | 7.73 | 7.55 | 7.15 | 6.74 | 6.33 | 5.58 | 4.78 | 4.03 | 3.2 | 2.06 | 0.81 | -6.34 | -9.04 | -9.28
Pyle 132 kV | Bridgend 33kV | Litchard | Primary | 11 | -3.5739 | 51.5237 | WPD Best View | Thermal headroom (MW) | 7.71 | 7.97 | 8.08 | 8.15 | 8.22 | 8.09 | 7.82 | 7.53 | 7.27 | 6.79 | 6.17 | 5.56 | 4.9 | 4.17 | 3.21 | -3.25 | -7.89 | -9.94
Pyle 132 kV | Bridgend 33kV | Llangewydd | Primary | 11 | -3.5993 | 51.5128 | Consumer Transformation | Thermal headroom (MW) | -0.99 | -1 | -1.17 | -1.38 | -1.67 | -2.19 | -2.72 | -3.26 | -3.82 | -4.4 | -5.15 | -6 | -7.23 | -8.55 | -9.84 | -20.27 | -26.24 | -29.05
Pyle 132 kV | Bridgend 33kV | Llangewydd | Primary | 11 | -3.5993 | 51.5128 | Leading the Way | Thermal headroom (MW) | -0.99 | -1.19 | -1.57 | -1.97 | -2.47 | -3.64 | -4.81 | -6.04 | -7.17 | -8.39 | -9.76 | -11.31 | -12.85 | -14.35 | -15.8 | -21.87 | -24.45 | -25.43
Pyle 132 kV | Bridgend 33kV | Llangewydd | Primary | 11 | -3.5993 | 51.5128 | Steady Progression | Thermal headroom (MW) | -0.99 | -0.75 | -0.66 | -0.57 | -0.5 | -0.61 | -0.75 | -0.91 | -1.16 | -1.49 | -1.95 | -2.42 | -2.94 | -3.49 | -4.07 | -6.86 | -8.36 | -9.32
Pyle 132 kV | Bridgend 33kV | Llangewydd | Primary | 11 | -3.5993 | 51.5128 | System Transformation | Thermal headroom (MW) | -0.99 | -0.85 | -0.87 | -0.87 | -0.9 | -1.04 | -1.23 | -1.54 | -1.9 | -2.3 | -2.8 | -3.32 | -3.85 | -4.35 | -4.78 | -7.1 | -8.75 | -9.49
Pyle 132 kV | Bridgend 33kV | Llangewydd | Primary | 11 | -3.5993 | 51.5128 | WPD Best View | Thermal headroom (MW) | -0.99 | -0.75 | -0.66 | -0.57 | -0.5 | -0.61 | -0.75 | -0.91 | -1.16 | -1.49 | -1.95 | -2.42 | -2.94 | -3.49 | -4.07 | -6.86 | -8.36 | -9.32
Pyle 132 kV | Bridgend 33kV | Schwyll | Primary | 11 | -3.6021 | 51.4811 | Consumer Transformation | Thermal headroom (MW) | 1.89 | 1.9 | 1.9 | 1.87 | 1.82 | 1.71 | 1.6 | 1.5 | 1.4 | 1.29 | 1.19 | 1.04 | 0.86 | 0.63 | 0.38 | -1.38 | -2.31 | -2.68
Pyle 132 kV | Bridgend 33kV | Schwyll | Primary | 11 | -3.6021 | 51.4811 | Leading the Way | Thermal headroom (MW) | 1.89 | 1.88 | 1.85 | 1.8 | 1.72 | 1.52 | 1.31 | 1.06 | 0.83 | 0.58 | 0.44 | 0.25 | 0.01 | -0.22 | -0.45 | -1.51 | -1.91 | -2.02
Pyle 132 kV | Bridgend 33kV | Schwyll | Primary | 11 | -3.6021 | 51.4811 | Steady Progression | Thermal headroom (MW) | 1.89 | 1.96 | 2 | 2.04 | 2.07 | 2.04 | 2 | 1.95 | 1.89 | 1.81 | 1.71 | 1.61 | 1.5 | 1.39 | 1.28 | 0.52 | 0.17 | 0.04
Pyle 132 kV | Bridgend 33kV | Schwyll | Primary | 11 | -3.6021 | 51.4811 | System Transformation | Thermal headroom (MW) | 1.89 | 1.93 | 1.95 | 1.96 | 1.96 | 1.95 | 1.93 | 1.89 | 1.84 | 1.79 | 1.71 | 1.63 | 1.53 | 1.45 | 1.38 | 0.9 | 0.4 | 0.2
Pyle 132 kV | Bridgend 33kV | Schwyll | Primary | 11 | -3.6021 | 51.4811 | WPD Best View | Thermal headroom (MW) | 1.89 | 1.96 | 2 | 2.04 | 2.07 | 2.04 | 2 | 1.95 | 1.89 | 1.81 | 1.71 | 1.61 | 1.5 | 1.39 | 1.28 | 0.52 | 0.17 | 0.04
Pyle 132 kV | Pyle 33kV | Pyle 33kV | Bulk Supply Point | 33 | -3.6918 | 51.535 | Consumer Transformation | Thermal headroom (MW) | 38.1 | 37.8389 | 37.3397 | 36.7328 | 35.4729 | 32.9321 | 30.5326 | 28.0864 | 25.5496 | 22.4393 | 5.4593 | -11.6386 | -29.0355 | -46.3324 | -65.3716 | -112.7227 | -217.3328 | -302.136
Pyle 132 kV | Pyle 33kV | Pyle 33kV | Bulk Supply Point | 33 | -3.6918 | 51.535 | Leading the Way | Thermal headroom (MW) | 38.1 | 37.1912 | 36.0574 | 34.7385 | 31.3341 | 25.4612 | 19.7271 | 11.6 | -10.3977 | -34.4683 | -41.3566 | -54.4856 | -73.2115 | -93.4771 | -113.0619 | -159.8549 | -213.7853 | -269.1161
Pyle 132 kV | Pyle 33kV | Pyle 33kV | Bulk Supply Point | 33 | -3.6918 | 51.535 | Steady Progression | Thermal headroom (MW) | 38.1 | 38.4379 | 38.5383 | 38.6135 | 38.2961 | 37.3702 | 36.6261 | 35.8171 | 34.8653 | 33.8504 | 32.7837 | 31.7188 | 30.5453 | 29.3027 | 28.0746 | 20.485 | 14.1734 | 10.3329
Pyle 132 kV | Pyle 33kV | Pyle 33kV | Bulk Supply Point | 33 | -3.6918 | 51.535 | System Transformation | Thermal headroom (MW) | 38.1 | 38.2264 | 38.1266 | 38.0044 | 37.3507 | 36.6159 | 36.0287 | 35.2581 | 34.3751 | 33.4237 | 32.1503 | 30.8704 | 29.5215 | 28.2074 | 26.9326 | 18.4046 | 14.0998 | 12.719
Pyle 132 kV | Pyle 33kV | Pyle 33kV | Bulk Supply Point | 33 | -3.6918 | 51.535 | WPD Best View | Thermal headroom (MW) | 38.1 | 38.4379 | 38.5383 | 38.6135 | 38.2961 | 37.3702 | 36.6261 | 35.8171 | 34.8653 | 33.8504 | 32.7837 | 31.7188 | 30.5453 | 29.3027 | 28.0746 | 20.485 | 14.1734 | 10.3329
Pyle 132 kV | Pyle 33kV | Nottage | Primary | 11 | -3.7024 | 51.4912 | Consumer Transformation | Thermal headroom (MW) | 13.09 | 12.97 | 12.71 | 12.35 | 11.86 | 11.17 | 10.43 | 9.65 | 8.85 | 8.03 | 6.89 | 5.62 | 4.11 | 2.65 | 1.21 | -8.75 | -14.7 | -17.25
Pyle 132 kV | Pyle 33kV | Nottage | Primary | 11 | -3.7024 | 51.4912 | Leading the Way | Thermal headroom (MW) | 13.09 | 12.78 | 12.3 | 11.73 | 10.94 | 9.63 | 8.36 | 6.95 | 5.58 | 3.9 | 2.05 | 0.26 | -1.41 | -3.04 | -4.59 | -10.15 | -12.26 | -13.11
Pyle 132 kV | Pyle 33kV | Nottage | Primary | 11 | -3.7024 | 51.4912 | Steady Progression | Thermal headroom (MW) | 13.09 | 13.22 | 13.24 | 13.23 | 13.2 | 12.97 | 12.72 | 12.41 | 12.01 | 11.56 | 10.96 | 10.36 | 9.74 | 9.08 | 8.44 | 4.92 | 2.14 | 0.7
Pyle 132 kV | Pyle 33kV | Nottage | Primary | 11 | -3.7024 | 51.4912 | System Transformation | Thermal headroom (MW) | 13.09 | 13.11 | 13.01 | 12.9 | 12.72 | 12.48 | 12.13 | 11.69 | 11.19 | 10.65 | 9.97 | 9.3 | 8.64 | 8.02 | 7.47 | 3.79 | 1.74 | 1.03
Pyle 132 kV | Pyle 33kV | Nottage | Primary | 11 | -3.7024 | 51.4912 | WPD Best View | Thermal headroom (MW) | 13.09 | 13.22 | 13.24 | 13.23 | 13.2 | 12.97 | 12.72 | 12.41 | 12.01 | 11.56 | 10.96 | 10.36 | 9.74 | 9.08 | 8.44 | 4.92 | 2.14 | 0.7
Pyle 132 kV | Pyle 33kV | Pyle Primary | Primary | 11 | -3.6918 | 51.535 | Consumer Transformation | Thermal headroom (MW) | 10.22 | 10.07 | 9.83 | 9.58 | 8.74 | 6.67 | 4.82 | 2.98 | 1.05 | -1.52 | -19.88 | -38.18 | -56.54 | -74.85 | -95.21 | -137.63 | -252.06 | -347.74
Pyle 132 kV | Pyle 33kV | Pyle Primary | Primary | 11 | -3.6918 | 51.535 | Leading the Way | Thermal headroom (MW) | 10.22 | 9.57 | 8.86 | 8.05 | 5.11 | -0.07 | -5.11 | -12.78 | -36.69 | -62.62 | -68.27 | -81.28 | -100.98 | -122.53 | -143.4 | -190.84 | -251.07 | -314.54
Pyle 132 kV | Pyle 33kV | Pyle Primary | Primary | 11 | -3.6918 | 51.535 | Steady Progression | Thermal headroom (MW) | 10.22 | 10.45 | 10.55 | 10.64 | 10.31 | 9.53 | 8.99 | 8.44 | 7.84 | 7.24 | 6.77 | 6.3 | 5.74 | 5.13 | 4.52 | 0.21 | -3.57 | -6.2
Pyle 132 kV | Pyle 33kV | Pyle Primary | Primary | 11 | -3.6918 | 51.535 | System Transformation | Thermal headroom (MW) | 10.22 | 10.35 | 10.36 | 10.36 | 9.82 | 9.28 | 9.05 | 8.71 | 8.33 | 7.91 | 7.31 | 6.68 | 5.95 | 5.22 | 4.44 | -0.77 | -3.14 | -3.84
Pyle 132 kV | Pyle 33kV | Pyle Primary | Primary | 11 | -3.6918 | 51.535 | WPD Best View | Thermal headroom (MW) | 10.22 | 10.45 | 10.55 | 10.64 | 10.31 | 9.53 | 8.99 | 8.44 | 7.84 | 7.24 | 6.77 | 6.3 | 5.74 | 5.13 | 4.52 | 0.21 | -3.57 | -6.2
Pyle 132 kV | Waterton 11kV | Waterton Industrial Primary | Primary | 11 | -3.5351 | 51.5012 | Consumer Transformation | Thermal headroom (MW) | 20.15 | 20.02 | 19.77 | 19.63 | 19.42 | 18.63 | 17.45 | 16.18 | 14.62 | 13.05 | 10.51 | 7.9 | 5.23 | 2.71 | 0.03 | -9.65 | -17.11 | -21.36
Pyle 132 kV | Waterton 11kV | Waterton Industrial Primary | Primary | 11 | -3.5351 | 51.5012 | Leading the Way | Thermal headroom (MW) | 20.15 | 19.76 | 19.34 | 19 | 18.52 | 17.29 | 15.52 | 13.43 | 10.4 | 7.45 | 5.8 | 3.75 | 1.41 | -0.82 | -2.95 | -8.69 | -10.55 | -10.32
Pyle 132 kV | Waterton 11kV | Waterton Industrial Primary | Primary | 11 | -3.5351 | 51.5012 | Steady Progression | Thermal headroom (MW) | 20.15 | 20.24 | 20.27 | 20.34 | 20.4 | 20.09 | 19.59 | 19.02 | 18.24 | 17.41 | 16.59 | 15.85 | 15.08 | 14.26 | 13.41 | 7.74 | 4.08 | 2.25
Pyle 132 kV | Waterton 11kV | Waterton Industrial Primary | Primary | 11 | -3.5351 | 51.5012 | System Transformation | Thermal headroom (MW) | 20.15 | 20.06 | 19.94 | 19.87 | 19.78 | 19.3 | 18.51 | 17.6 | 16.39 | 15.31 | 14.26 | 13.41 | 12.25 | 11.17 | 9.91 | 3.08 | -0.01 | -0.29
Pyle 132 kV | Waterton 11kV | Waterton Industrial Primary | Primary | 11 | -3.5351 | 51.5012 | WPD Best View | Thermal headroom (MW) | 20.15 | 20.24 | 20.27 | 20.34 | 20.4 | 20.09 | 19.59 | 19.02 | 18.24 | 17.41 | 16.59 | 15.85 | 15.08 | 14.26 | 13.41 | 7.74 | 4.08 | 2.25
Rassau 132 kV | Abergavenny 11kV | Abergavenny Primary | Primary | 11 | -3.0136 | 51.8393 | Consumer Transformation | Thermal headroom (MW) | 9.95 | 10.02 | 9.85 | 9.44 | 8.89 | 7.85 | 6.79 | 5.72 | 4.65 | 3.54 | 0.81 | -2.41 | -5.67 | -8.79 | -11.83 | -26.1 | -34.46 | -38.64
Rassau 132 kV | Abergavenny 11kV | Abergavenny Primary | Primary | 11 | -3.0136 | 51.8393 | Leading the Way | Thermal headroom (MW) | 9.95 | 9.79 | 9.34 | 8.69 | 7.91 | 6.16 | 4.09 | 1.94 | -0.66 | -3.6 | -6.58 | -9.74 | -12.88 | -15.92 | -18.74 | -28.6 | -32.49 | -34.18
Rassau 132 kV | Abergavenny 11kV | Abergavenny Primary | Primary | 11 | -3.0136 | 51.8393 | Steady Progression | Thermal headroom (MW) | 9.95 | 10.27 | 10.39 | 10.41 | 10.41 | 9.8 | 9.16 | 8.46 | 7.69 | 6.83 | 5.95 | 5.06 | 4.08 | 2.84 | 1.4 | -8.68 | -14.63 | -17.92
Rassau 132 kV | Abergavenny 11kV | Abergavenny Primary | Primary | 11 | -3.0136 | 51.8393 | System Transformation | Thermal headroom (MW) | 9.95 | 10.12 | 10.08 | 9.9 | 9.65 | 9.36 | 9 | 8.5 | 7.9 | 7.28 | 6.44 | 5.18 | 3.9 | 2.62 | 1.22 | -9.23 | -14.87 | -16.5
Rassau 132 kV | Abergavenny 11kV | Abergavenny Primary | Primary | 11 | -3.0136 | 51.8393 | WPD Best View | Thermal headroom (MW) | 9.95 | 10.27 | 10.39 | 10.41 | 10.41 | 9.8 | 9.15 | 8.45 | 7.67 | 6.82 | 5.94 | 5.05 | 4.07 | 2.83 | 1.39 | -8.69 | -14.64 | -17.93
Rassau 132 kV | Abergavenny 66kV | Blaenavon | Primary | 11 | -3.0982 | 51.7698 | Consumer Transformation | Thermal headroom (MW) | 4.456 | 4.546 | 4.546 | 4.546 | 4.476 | 4.256 | 3.936 | 3.626 | 3.086 | 2.646 | 2.036 | 1.036 | 0.036 | -0.614 | -1.284 | -4.834 | -6.614 | -7.154
Rassau 132 kV | Abergavenny 66kV | Blaenavon | Primary | 11 | -3.0982 | 51.7698 | Leading the Way | Thermal headroom (MW) | 4.456 | 4.436 | 4.326 | 4.216 | 4.046 | 3.686 | 3.166 | 2.676 | 1.796 | 1.156 | 0.546 | -0.514 | -1.534 | -2.174 | -2.794 | -4.734 | -5.364 | -5.074
Rassau 132 kV | Abergavenny 66kV | Blaenavon | Primary | 11 | -3.0982 | 51.7698 | Steady Progression | Thermal headroom (MW) | 4.456 | 4.596 | 4.676 | 4.746 | 4.816 | 4.816 | 4.746 | 4.716 | 4.566 | 4.346 | 4.136 | 3.936 | 3.736 | 3.526 | 3.276 | 0.676 | -1.434 | -2.294
Rassau 132 kV | Abergavenny 66kV | Blaenavon | Primary | 11 | -3.0982 | 51.7698 | System Transformation | Thermal headroom (MW) | 4.456 | 4.566 | 4.596 | 4.626 | 4.646 | 4.636 | 4.516 | 4.346 | 3.956 | 3.726 | 3.536 | 3.256 | 2.926 | 2.206 | 1.456 | -1.544 | -2.844 | -2.604
Rassau 132 kV | Abergavenny 66kV | Blaenavon | Primary | 11 | -3.0982 | 51.7698 | WPD Best View | Thermal headroom (MW) | 4.456 | 4.436 | 4.326 | 4.216 | 4.046 | 3.686 | 3.166 | 2.676 | 1.796 | 1.156 | 0.546 | -0.514 | -1.534 | -2.174 | -2.794 | -4.734 | -5.364 | -5.074
Rassau 132 kV | Abergavenny 66kV | Brecon | Primary | 11 | -3.3897 | 51.9437 | Consumer Transformation | Thermal headroom (MW) | 3.89 | 3.97 | 3.91 | 3.77 | 3.53 | 2.67 | 1.78 | 0.88 | -0.02 | -1.06 | -5.92 | -10.85 | -15.85 | -20.73 | -25.95 | -39.09 | -60.16 | -76.39
Rassau 132 kV | Abergavenny 66kV | Brecon | Primary | 11 | -3.3897 | 51.9437 | Leading the Way | Thermal headroom (MW) | 3.89 | 3.76 | 3.48 | 3.1 | 2.07 | 0.03 | -2.32 | -5.58 | -14.09 | -23.33 | -26.03 | -31.02 | -38.04 | -45.57 | -52.81 | -73.97 | -97.22 | -121.14
Rassau 132 kV | Abergavenny 66kV | Brecon | Primary | 11 | -3.3897 | 51.9437 | Steady Progression | Thermal headroom (MW) | 3.89 | 4.09 | 4.18 | 4.23 | 4.26 | 3.9 | 3.51 | 3.08 | 2.6 | 1.31 | -0.27 | -0.95 | -1.87 | -3.12 | -4.12 | -10.89 | -15.13 | -17
Rassau 132 kV | Abergavenny 66kV | Brecon | Primary | 11 | -3.3897 | 51.9437 | System Transformation | Thermal headroom (MW) | 3.89 | 3.69 | 3.59 | 3.4 | 3.12 | 2.74 | 2.25 | 1.61 | 0.82 | 0.21 | -2 | -2.64 | -4.58 | -5.46 | -7.62 | -18.12 | -27.77 | -32.67
Rassau 132 kV | Abergavenny 66kV | Brecon | Primary | 11 | -3.3897 | 51.9437 | WPD Best View | Thermal headroom (MW) | 3.89 | 3.76 | 3.48 | 3.1 | 2.07 | 0.03 | -2.32 | -5.57 | -14.07 | -23.32 | -26.02 | -31.01 | -38.02 | -45.56 | -52.8 | -73.98 | -97.6 | -121.53
Rassau 132 kV | Abergavenny 66kV | Builth Wells | Primary | 11 | -3.3722 | 52.1551 | Consumer Transformation | Thermal headroom (MW) | 3.45 | 3.47 | 3.39 | 3.33 | 3.22 | 2.57 | 1.9 | 1.25 | 0.6 | -0.36 | -4.99 | -10.03 | -15.03 | -19.65 | -24.69 | -35.52 | -56.8 | -73.98
Rassau 132 kV | Abergavenny 66kV | Builth Wells | Primary | 11 | -3.3722 | 52.1551 | Leading the Way | Thermal headroom (MW) | 3.45 | 3.3 | 3.08 | 2.84 | 1.92 | 0.13 | -1.91 | -4.91 | -13.77 | -23.29 | -25.47 | -30.55 | -38 | -45.74 | -53.13 | -74.32 | -100.39 | -127.38
Rassau 132 kV | Abergavenny 66kV | Builth Wells | Primary | 11 | -3.3722 | 52.1551 | Steady Progression | Thermal headroom (MW) | 3.45 | 3.55 | 3.56 | 3.59 | 3.61 | 3.34 | 3.05 | 2.73 | 2.35 | 1.1 | -0.39 | -0.83 | -1.41 | -2.29 | -2.92 | -7.51 | -9.9 | -11.08
Rassau 132 kV | Abergavenny 66kV | Builth Wells | Primary | 11 | -3.3722 | 52.1551 | System Transformation | Thermal headroom (MW) | 3.45 | 3.12 | 2.99 | 2.83 | 2.58 | 2.25 | 1.83 | 1.28 | 0.57 | 0.14 | -2.08 | -2.43 | -4.27 | -5.3 | -7.64 | -16.18 | -25.72 | -30.93
Rassau 132 kV | Abergavenny 66kV | Builth Wells | Primary | 11 | -3.3722 | 52.1551 | WPD Best View | Thermal headroom (MW) | 3.45 | 3.3 | 3.08 | 2.84 | 1.92 | 0.13 | -1.91 | -4.91 | -13.77 | -23.29 | -25.47 | -30.55 | -38 | -45.74 | -53.13 | -74.32 | -100.39 | -127.38
Rassau 132 kV | Abergavenny 66kV | Crickhowell | Primary | 11 | -3.129 | 51.8666 | Consumer Transformation | Thermal headroom (MW) | 9.4 | 9.44 | 9.43 | 9.37 | 9.29 | 9.03 | 8.77 | 8.5 | 8.23 | 7.93 | 7.36 | 6.68 | 6 | 5.35 | 4.71 | 1.35 | -0.42 | -1.46
Rassau 132 kV | Abergavenny 66kV | Crickhowell | Primary | 11 | -3.129 | 51.8666 | Leading the Way | Thermal headroom (MW) | 9.4 | 9.41 | 9.35 | 9.26 | 9.13 | 8.72 | 8.2 | 7.66 | 7.06 | 6.33 | 5.76 | 5.16 | 4.55 | 3.98 | 3.46 | 0.77 | -0.3 | -0.95
Rassau 132 kV | Abergavenny 66kV | Crickhowell | Primary | 11 | -3.129 | 51.8666 | Steady Progression | Thermal headroom (MW) | 9.4 | 9.49 | 9.52 | 9.55 | 9.56 | 9.37 | 9.18 | 8.97 | 8.73 | 8.47 | 8.19 | 7.92 | 7.65 | 7.37 | 6.97 | 4.23 | 2.74 | 1.68
Rassau 132 kV | Abergavenny 66kV | Crickhowell | Primary | 11 | -3.129 | 51.8666 | System Transformation | Thermal headroom (MW) | 9.4 | 9.46 | 9.46 | 9.45 | 9.42 | 9.36 | 9.29 | 9.19 | 9.07 | 8.93 | 8.72 | 8.5 | 8.29 | 8.08 | 7.89 | 4.97 | 3.16 | 2.7
Rassau 132 kV | Abergavenny 66kV | Crickhowell | Primary | 11 | -3.129 | 51.8666 | WPD Best View | Thermal headroom (MW) | 9.4 | 9.41 | 9.35 | 9.26 | 9.13 | 8.72 | 8.2 | 7.66 | 7.06 | 6.33 | 5.76 | 5.16 | 4.55 | 3.98 | 3.46 | 0.77 | -0.3 | -0.95
Rassau 132 kV | Abergavenny 66kV | Glasbury | Primary | 11 | -3.1986 | 52.035 | Consumer Transformation | Thermal headroom (MW) | 7.48 | 7.5 | 7.41 | 7.33 | 7.19 | 6.78 | 6.37 | 5.95 | 5.54 | 4.82 | 3.79 | 2.79 | 1.75 | 0.75 | -0.23 | -4.96 | -7.41 | -8.27
Rassau 132 kV | Abergavenny 66kV | Glasbury | Primary | 11 | -3.1986 | 52.035 | Leading the Way | Thermal headroom (MW) | 7.48 | 7.41 | 7.24 | 7.07 | 6.84 | 6.26 | 5.51 | 4.58 | 3.56 | 2.41 | 1.53 | 0.66 | -0.26 | -1.12 | -1.92 | -5.3 | -6.07 | -6.05
Rassau 132 kV | Abergavenny 66kV | Glasbury | Primary | 11 | -3.1986 | 52.035 | Steady Progression | Thermal headroom (MW) | 7.48 | 7.57 | 7.58 | 7.61 | 7.62 | 7.44 | 7.25 | 7.05 | 6.78 | 6.47 | 6.05 | 5.57 | 5 | 4.39 | 3.75 | -0.62 | -3.01 | -4.01
Rassau 132 kV | Abergavenny 66kV | Glasbury | Primary | 11 | -3.1986 | 52.035 | System Transformation | Thermal headroom (MW) | 7.48 | 7.51 | 7.46 | 7.44 | 7.37 | 7.27 | 7.14 | 6.97 | 6.79 | 6.58 | 6.26 | 5.92 | 5.49 | 4.89 | 4.22 | -0.29 | -2.86 | -3.33
Rassau 132 kV | Abergavenny 66kV | Glasbury | Primary | 11 | -3.1986 | 52.035 | WPD Best View | Thermal headroom (MW) | 7.48 | 7.42 | 7.25 | 7.08 | 6.86 | 6.29 | 5.57 | 4.67 | 3.65 | 2.52 | 1.63 | 0.75 | -0.17 | -1.02 | -1.83 | -5.27 | -6.11 | -6.12
Rassau 132 kV | Abergavenny 66kV | Llandrindod Wells | Primary | 11 | -3.3882 | 52.2424 | Consumer Transformation | Thermal headroom (MW) | 6.76 | 6.7 | 6.53 | 6.32 | 6.02 | 5.28 | 4.64 | 3.99 | 3.25 | 2.18 | 0.66 | -1.18 | -3.07 | -4.54 | -5.94 | -13.5 | -17.52 | -19.43
Rassau 132 kV | Abergavenny 66kV | Llandrindod Wells | Primary | 11 | -3.3882 | 52.2424 | Leading the Way | Thermal headroom (MW) | 6.76 | 6.55 | 6.21 | 5.85 | 5.42 | 4.26 | 3.01 | 1.48 | -0.1 | -1.78 | -3.08 | -4.83 | -6.61 | -7.97 | -9.19 | -14.21 | -16.2 | -16.76
Rassau 132 kV | Abergavenny 66kV | Llandrindod Wells | Primary | 11 | -3.3882 | 52.2424 | Steady Progression | Thermal headroom (MW) | 6.76 | 6.82 | 6.8 | 6.78 | 6.74 | 6.35 | 5.97 | 5.53 | 5.06 | 4.56 | 3.86 | 3.12 | 2.33 | 1.51 | 0.65 | -5.23 | -8.42 | -10.02
Rassau 132 kV | Abergavenny 66kV | Llandrindod Wells | Primary | 11 | -3.3882 | 52.2424 | System Transformation | Thermal headroom (MW) | 6.76 | 6.74 | 6.62 | 6.52 | 6.37 | 6.14 | 5.92 | 5.64 | 5.32 | 4.98 | 4.51 | 4.01 | 3.29 | 2.14 | 0.93 | -5.01 | -8.71 | -9.6
Rassau 132 kV | Abergavenny 66kV | Llandrindod Wells | Primary | 11 | -3.3882 | 52.2424 | WPD Best View | Thermal headroom (MW) | 6.76 | 6.55 | 6.21 | 5.85 | 5.42 | 4.26 | 3.01 | 1.48 | -0.1 | -1.78 | -3.08 | -4.83 | -6.61 | -7.97 | -9.19 | -14.21 | -16.2 | -16.76
Rassau 132 kV | Abergavenny 66kV | Monmouth | Primary | 11 | -2.7296 | 51.8056 | Consumer Transformation | Thermal headroom (MW) | 10.81 | 10.87 | 10.78 | 10.59 | 10.3 | 9.62 | 8.84 | 8.05 | 7.31 | 6.14 | 4.18 | 2.22 | 0.28 | -1.62 | -3.44 | -12.52 | -17.11 | -19.16
Rassau 132 kV | Abergavenny 66kV | Monmouth | Primary | 11 | -2.7296 | 51.8056 | Leading the Way | Thermal headroom (MW) | 10.81 | 10.73 | 10.47 | 10.13 | 9.69 | 8.49 | 7.04 | 5.18 | 3.3 | 1.21 | -0.55 | -2.39 | -4.26 | -6.05 | -7.71 | -13.78 | -15.52 | -15.87
Rassau 132 kV | Abergavenny 66kV | Monmouth | Primary | 11 | -2.7296 | 51.8056 | Steady Progression | Thermal headroom (MW) | 10.81 | 11.02 | 11.1 | 11.15 | 11.18 | 10.84 | 10.43 | 9.97 | 9.47 | 8.92 | 8.26 | 7.56 | 6.65 | 5.66 | 4.62 | -2.3 | -5.86 | -7.63
Rassau 132 kV | Abergavenny 66kV | Monmouth | Primary | 11 | -2.7296 | 51.8056 | System Transformation | Thermal headroom (MW) | 10.81 | 10.93 | 10.9 | 10.84 | 10.73 | 10.52 | 10.23 | 9.87 | 9.49 | 9.04 | 8.51 | 7.94 | 7.3 | 6.25 | 5.13 | -1.78 | -5.25 | -6.03
Rassau 132 kV | Abergavenny 66kV | Monmouth | Primary | 11 | -2.7296 | 51.8056 | WPD Best View | Thermal headroom (MW) | 10.81 | 11.02 | 11.1 | 11.15 | 11.18 | 10.84 | 10.43 | 9.97 | 9.47 | 8.92 | 8.26 | 7.56 | 6.65 | 5.66 | 4.62 | -2.28 | -5.84 | -7.61
Rassau 132 kV | Abergavenny 66kV | Rhayader | Primary | 11 | -3.5024 | 52.3018 | Consumer Transformation | Thermal headroom (MW) | 11.05 | 11.09 | 11.08 | 11.06 | 11.01 | 10.87 | 10.73 | 10.58 | 10.42 | 10.24 | 9.97 | 9.57 | 9.12 | 8.66 | 8.25 | 5.88 | 4.93 | 4.51
Rassau 132 kV | Abergavenny 66kV | Rhayader | Primary | 11 | -3.5024 | 52.3018 | Leading the Way | Thermal headroom (MW) | 11.05 | 11.06 | 11 | 10.93 | 10.85 | 10.63 | 10.38 | 10.07 | 9.71 | 9.2 | 8.83 | 8.42 | 8.01 | 7.61 | 7.25 | 5.62 | 5.29 | 5.32
Rassau 132 kV | Abergavenny 66kV | Rhayader | Primary | 11 | -3.5024 | 52.3018 | Steady Progression | Thermal headroom (MW) | 11.05 | 11.11 | 11.14 | 11.16 | 11.18 | 11.13 | 11.09 | 11.04 | 10.98 | 10.9 | 10.78 | 10.66 | 10.51 | 10.36 | 10.15 | 8.35 | 7.26 | 6.68
Rassau 132 kV | Abergavenny 66kV | Rhayader | Primary | 11 | -3.5024 | 52.3018 | System Transformation | Thermal headroom (MW) | 11.05 | 11.1 | 11.11 | 11.11 | 11.11 | 11.09 | 11.05 | 11 | 10.92 | 10.84 | 10.7 | 10.56 | 10.42 | 10.28 | 10.17 | 7.99 | 6.87 | 6.74
Rassau 132 kV | Abergavenny 66kV | Rhayader | Primary | 11 | -3.5024 | 52.3018 | WPD Best View | Thermal headroom (MW) | 11.05 | 11.06 | 11 | 10.93 | 10.85 | 10.63 | 10.38 | 10.07 | 9.71 | 9.2 | 8.83 | 8.42 | 8.01 | 7.61 | 7.25 | 5.62 | 5.29 | 5.32
Rassau 132 kV | Crumlin | Abertillery | Primary | 11 | -3.1358 | 51.7275 | Consumer Transformation | Thermal headroom (MW) | 6.84 | 6.84 | 6.75 | 6.59 | 6.37 | 5.78 | 5.21 | 4.63 | 4.01 | 3.15 | 1.39 | -0.35 | -2.11 | -3.82 | -5.5 | -13.73 | -19.53 | -22.47
Rassau 132 kV | Crumlin | Abertillery | Primary | 11 | -3.1358 | 51.7275 | Leading the Way | Thermal headroom (MW) | 6.84 | 6.61 | 6.25 | 5.77 | 5.19 | 4.13 | 3.04 | 1.74 | 0.48 | -0.9 | -2.63 | -4.4 | -6.19 | -7.92 | -9.5 | -14.17 | -15.77 | -16.42
Rassau 132 kV | Crumlin | Abertillery | Primary | 11 | -3.1358 | 51.7275 | Steady Progression | Thermal headroom (MW) | 6.84 | 6.99 | 7.05 | 7.09 | 7.1 | 6.96 | 6.84 | 6.7 | 6.52 | 6.26 | 5.87 | 5.46 | 5 | 4.53 | 4.05 | -0.29 | -4.44 | -6.44
Rassau 132 kV | Crumlin | Abertillery | Primary | 11 | -3.1358 | 51.7275 | System Transformation | Thermal headroom (MW) | 6.84 | 6.87 | 6.8 | 6.71 | 6.59 | 6.34 | 6.09 | 5.73 | 5.37 | 4.95 | 4.39 | 3.77 | 3.16 | 2.55 | 1.82 | -2.92 | -4.79 | -5.2
Rassau 132 kV | Crumlin | Abertillery | Primary | 11 | -3.1358 | 51.7275 | WPD Best View | Thermal headroom (MW) | 6.84 | 6.87 | 6.8 | 6.71 | 6.59 | 6.34 | 6.07 | 5.71 | 5.35 | 4.92 | 4.36 | 3.76 | 3.14 | 2.54 | 1.77 | -2.96 | -4.8 | -5.2
Rassau 132 kV | Crumlin 11kV | Crumlin Primary | Primary | 11 | -3.1582 | 51.6743 | Consumer Transformation | Thermal headroom (MW) | 9.98 | 8.25 | 6.6 | 6.29 | 5.91 | 5.18 | 4.54 | 3.95 | 3.18 | 2.21 | 0.44 | -1.36 | -3.14 | -4.89 | -6.66 | -16.95 | -23.07 | -25.86
Rassau 132 kV | Crumlin 11kV | Crumlin Primary | Primary | 11 | -3.1582 | 51.6743 | Leading the Way | Thermal headroom (MW) | 9.98 | 7.58 | 5.26 | 4.58 | 3.95 | 2.68 | 1.41 | 0.01 | -1.52 | -3.32 | -5.17 | -7.17 | -9.05 | -10.94 | -12.81 | -18.69 | -20.6 | -21.03
Rassau 132 kV | Crumlin 11kV | Crumlin Primary | Primary | 11 | -3.1582 | 51.6743 | Steady Progression | Thermal headroom (MW) | 9.98 | 8.69 | 7.44 | 7.39 | 7.28 | 6.9 | 6.54 | 6.2 | 5.92 | 5.64 | 5.23 | 4.82 | 4.36 | 3.86 | 3.31 | -0.91 | -4.31 | -5.57
Rassau 132 kV | Crumlin 11kV | Crumlin Primary | Primary | 11 | -3.1582 | 51.6743 | System Transformation | Thermal headroom (MW) | 9.98 | 8.33 | 6.75 | 6.59 | 6.32 | 6.02 | 5.83 | 5.64 | 5.34 | 4.97 | 4.49 | 3.81 | 3.12 | 2.39 | 1.58 | -3.44 | -5.06 | -5.02
Rassau 132 kV | Crumlin 11kV | Crumlin Primary | Primary | 11 | -3.1582 | 51.6743 | WPD Best View | Thermal headroom (MW) | 9.98 | 7.64 | 5.39 | 4.76 | 4.19 | 3.04 | 1.88 | 0.62 | -0.78 | -2.4 | -4.07 | -5.95 | -7.7 | -9.47 | -11.22 | -17.05 | -18.97 | -19.4
Rassau 132 kV | Crumlin 33kV | Crumlin 33kV | Bulk Supply Point | 33 | -3.1582 | 51.6743 | Consumer Transformation | Thermal headroom (MW) | 66.9 | 67.0025 | 66.6583 | 66.3524 | 65.8177 | 64.3051 | 62.6274 | 61.1216 | 59.4704 | 57.0305 | 47.503 | 37.6653 | 27.6939 | 17.6942 | 6.8337 | -21.0771 | -65.9888 | -99.8803
Rassau 132 kV | Crumlin 33kV | Crumlin 33kV | Bulk Supply Point | 33 | -3.1582 | 51.6743 | Leading the Way | Thermal headroom (MW) | 66.9 | 66.6887 | 65.9537 | 65.2122 | 63.9285 | 61.3526 | 58.706 | 55.6081 | 49.5589 | 42.4698 | 38.4713 | 32.9607 | 26.1001 | 19.2861 | 12.9341 | -1.596 | -11.4564 | -19.0786
Rassau 132 kV | Crumlin 33kV | Crumlin 33kV | Bulk Supply Point | 33 | -3.1582 | 51.6743 | Steady Progression | Thermal headroom (MW) | 66.9 | 67.361 | 67.465 | 67.6136 | 67.6876 | 67.4128 | 67.1054 | 66.7844 | 66.3084 | 64.9865 | 63.2571 | 62.3232 | 61.227 | 59.8877 | 58.8193 | 51.3064 | 44.5427 | 41.2844
Rassau 132 kV | Crumlin 33kV | Crumlin 33kV | Bulk Supply Point | 33 | -3.1582 | 51.6743 | System Transformation | Thermal headroom (MW) | 66.9 | 67.2113 | 67.1125 | 67.1047 | 66.993 | 66.5837 | 66.0341 | 65.4586 | 64.6964 | 63.7685 | 62.2078 | 60.5452 | 58.8583 | 57.2344 | 55.7914 | 46.5858 | 42.494 | 41.322
Rassau 132 kV | Crumlin 33kV | Crumlin 33kV | Bulk Supply Point | 33 | -3.1582 | 51.6743 | WPD Best View | Thermal headroom (MW) | 66.9 | 66.6887 | 65.9537 | 65.2122 | 63.9285 | 61.3526 | 58.706 | 55.6081 | 49.5589 | 42.4698 | 38.4713 | 32.9607 | 26.1001 | 19.2861 | 12.9341 | -1.596 | -11.4564 | -19.0786
Rassau 132 kV | Crumlin 33kV | Cwmfelinfach | Primary | 11 | -3.1812 | 51.6179 | Consumer Transformation | Thermal headroom (MW) | 5.008 | 5.088 | 5.108 | 5.098 | 5.068 | 4.848 | 4.568 | 4.338 | 4.078 | 3.718 | 3.278 | 2.828 | 2.288 | 1.698 | 1.108 | -1.882 | -3.802 | -4.762
Rassau 132 kV | Crumlin 33kV | Cwmfelinfach | Primary | 11 | -3.1812 | 51.6179 | Leading the Way | Thermal headroom (MW) | 5.008 | 5.018 | 4.948 | 4.868 | 4.768 | 4.388 | 3.978 | 3.568 | 3.158 | 2.588 | 2.068 | 1.418 | 0.628 | -0.052 | -0.592 | -2.122 | -2.622 | -2.872
Rassau 132 kV | Crumlin 33kV | Cwmfelinfach | Primary | 11 | -3.1812 | 51.6179 | Steady Progression | Thermal headroom (MW) | 5.008 | 5.138 | 5.208 | 5.278 | 5.328 | 5.298 | 5.258 | 5.218 | 5.168 | 5.078 | 4.928 | 4.748 | 4.518 | 4.288 | 4.078 | 3.038 | 1.998 | 1.508
Rassau 132 kV | Crumlin 33kV | Cwmfelinfach | Primary | 11 | -3.1812 | 51.6179 | System Transformation | Thermal headroom (MW) | 5.008 | 5.108 | 5.128 | 5.148 | 5.158 | 5.078 | 4.958 | 4.848 | 4.698 | 4.478 | 4.228 | 3.948 | 3.628 | 3.348 | 3.118 | 1.898 | 1.538 | 1.548
Rassau 132 kV | Crumlin 33kV | Cwmfelinfach | Primary | 11 | -3.1812 | 51.6179 | WPD Best View | Thermal headroom (MW) | 5.008 | 5.018 | 4.948 | 4.868 | 4.768 | 4.388 | 3.978 | 3.568 | 3.158 | 2.588 | 2.068 | 1.418 | 0.628 | -0.052 | -0.592 | -2.122 | -2.622 | -2.872
Rassau 132 kV | Crumlin 33kV | Pontllanffraith | Primary | 11 | -3.1873 | 51.6619 | Consumer Transformation | Thermal headroom (MW) | 3.26 | 3.21 | 2.86 | 2.58 | 2.14 | 1.12 | 0.05 | -0.93 | -2.01 | -3.64 | -11.72 | -20.09 | -28.4 | -36.67 | -45.71 | -66.4 | -104.77 | -134.59
Rassau 132 kV | Crumlin 33kV | Pontllanffraith | Primary | 11 | -3.1873 | 51.6619 | Leading the Way | Thermal headroom (MW) | 3.26 | 3.04 | 2.48 | 1.93 | 0.91 | -0.8 | -2.55 | -4.71 | -9.6 | -15.2 | -18 | -21.97 | -26.95 | -32.1 | -37.04 | -47.86 | -56.14 | -62.79
Rassau 132 kV | Crumlin 33kV | Pontllanffraith | Primary | 11 | -3.1873 | 51.6619 | Steady Progression | Thermal headroom (MW) | 3.26 | 3.45 | 3.42 | 3.45 | 3.42 | 3.22 | 3 | 2.78 | 2.43 | 1.35 | 0.01 | -0.54 | -1.16 | -1.99 | -2.61 | -7.77 | -12.23 | -14.38
Rassau 132 kV | Crumlin 33kV | Pontllanffraith | Primary | 11 | -3.1873 | 51.6619 | System Transformation | Thermal headroom (MW) | 3.26 | 3.38 | 3.24 | 3.19 | 3.07 | 2.84 | 2.53 | 2.19 | 1.76 | 1.28 | 0.26 | -0.77 | -1.79 | -2.79 | -3.74 | -10.15 | -13.32 | -14.42
Rassau 132 kV | Crumlin 33kV | Pontllanffraith | Primary | 11 | -3.1873 | 51.6619 | WPD Best View | Thermal headroom (MW) | 3.26 | 3.04 | 2.48 | 1.93 | 0.91 | -0.8 | -2.55 | -4.71 | -9.6 | -15.2 | -18 | -21.97 | -26.95 | -32.1 | -37.04 | -47.86 | -56.14 | -62.79
Rassau 132 kV | Ebbw Vale 33kV | Ebbw Vale 33kV | Bulk Supply Point | 33 | -3.1968 | 51.7657 | Consumer Transformation | Thermal headroom (MW) | 29.7 | 29.7626 | 29.622 | 29.314 | 28.8811 | 28.1118 | 27.1954 | 26.2453 | 25.3198 | 24.2304 | 21.639 | 18.9737 | 16.2563 | 13.6474 | 11.1524 | -1.3595 | -9.0287 | -12.643
Rassau 132 kV | Ebbw Vale 33kV | Ebbw Vale 33kV | Bulk Supply Point | 33 | -3.1968 | 51.7657 | Leading the Way | Thermal headroom (MW) | 29.7 | 29.4915 | 29.0493 | 28.4622 | 27.685 | 26.1808 | 24.5887 | 22.6512 | 20.5397 | 17.9302 | 15.2505 | 12.4004 | 9.5392 | 6.8513 | 4.4249 | -2.8589 | -5.1496 | -5.8018
Rassau 132 kV | Ebbw Vale 33kV | Ebbw Vale 33kV | Bulk Supply Point | 33 | -3.1968 | 51.7657 | Steady Progression | Thermal headroom (MW) | 29.7 | 29.9904 | 30.1075 | 30.1621 | 30.1729 | 29.9878 | 29.7721 | 29.5099 | 29.2058 | 28.711 | 28.0184 | 27.2889 | 26.4923 | 25.6266 | 24.7483 | 18.0405 | 12.3655 | 10.2146
Rassau 132 kV | Ebbw Vale 33kV | Ebbw Vale 33kV | Bulk Supply Point | 33 | -3.1968 | 51.7657 | System Transformation | Thermal headroom (MW) | 29.7 | 29.8556 | 29.8079 | 29.7139 | 29.5606 | 29.2754 | 28.9014 | 28.3458 | 27.7552 | 26.9974 | 26.0168 | 24.9486 | 23.8623 | 22.8143 | 21.8717 | 13.8247 | 10.9791 | 10.6058
Rassau 132 kV | Ebbw Vale 33kV | Ebbw Vale 33kV | Bulk Supply Point | 33 | -3.1968 | 51.7657 | WPD Best View | Thermal headroom (MW) | 29.7 | 29.8536 | 29.8035 | 29.708 | 29.5534 | 29.2225 | 28.8027 | 28.2047 | 27.5678 | 26.7613 | 25.7634 | 24.6786 | 23.5732 | 22.5027 | 21.4513 | 13.1236 | 10.4655 | 10.1675
Rassau 132 kV | Ebbw Vale 33kV | Brynmawr | Primary | 11 | -3.175 | 51.7963 | Consumer Transformation | Thermal headroom (MW) | 4.41 | 4.47 | 4.4 | 4.26 | 4.04 | 3.62 | 3.07 | 2.47 | 1.93 | 1.37 | -0.11 | -1.6 | -3.14 | -4.6 | -6.06 | -13.06 | -17.29 | -19.31
Rassau 132 kV | Ebbw Vale 33kV | Brynmawr | Primary | 11 | -3.175 | 51.7963 | Leading the Way | Thermal headroom (MW) | 4.41 | 4.33 | 4.09 | 3.8 | 3.43 | 2.64 | 1.72 | 0.62 | -0.6 | -1.94 | -3.42 | -4.99 | -6.59 | -8.1 | -9.47 | -13.68 | -15.01 | -15.36
Rassau 132 kV | Ebbw Vale 33kV | Brynmawr | Primary | 11 | -3.175 | 51.7963 | Steady Progression | Thermal headroom (MW) | 4.41 | 4.6 | 4.68 | 4.73 | 4.76 | 4.66 | 4.54 | 4.38 | 4.19 | 3.95 | 3.58 | 3.19 | 2.76 | 2.29 | 1.81 | -2.16 | -5.47 | -6.71
Rassau 132 kV | Ebbw Vale 33kV | Brynmawr | Primary | 11 | -3.175 | 51.7963 | System Transformation | Thermal headroom (MW) | 4.41 | 4.53 | 4.51 | 4.47 | 4.4 | 4.26 | 4.05 | 3.7 | 3.35 | 2.99 | 2.46 | 1.87 | 1.28 | 0.7 | 0.17 | -4.49 | -6.2 | -6.37
Rassau 132 kV | Ebbw Vale 33kV | Brynmawr | Primary | 11 | -3.175 | 51.7963 | WPD Best View | Thermal headroom (MW) | 4.41 | 4.53 | 4.51 | 4.48 | 4.41 | 4.23 | 3.99 | 3.61 | 3.23 | 2.83 | 2.27 | 1.67 | 1.06 | 0.45 | -0.22 | -5.16 | -6.68 | -6.79
Rassau 132 kV | Ebbw Vale 33kV | Tredegar | Primary | 11 | -3.2416 | 51.771 | Consumer Transformation | Thermal headroom (MW) | 7.32 | 7.33 | 7.26 | 7.09 | 6.86 | 6.47 | 6.04 | 5.61 | 5.18 | 4.6 | 3.34 | 2.02 | 0.69 | -0.61 | -1.8 | -7.99 | -11.83 | -13.61
Rassau 132 kV | Ebbw Vale 33kV | Tredegar | Primary | 11 | -3.2416 | 51.771 | Leading the Way | Thermal headroom (MW) | 7.32 | 7.19 | 6.97 | 6.65 | 6.22 | 5.44 | 4.68 | 3.73 | 2.71 | 1.34 | 0 | -1.43 | -2.85 | -4.17 | -5.36 | -8.88 | -9.98 | -10.31
Rassau 132 kV | Ebbw Vale 33kV | Tredegar | Primary | 11 | -3.2416 | 51.771 | Steady Progression | Thermal headroom (MW) | 7.32 | 7.44 | 7.49 | 7.51 | 7.5 | 7.4 | 7.29 | 7.18 | 7.03 | 6.77 | 6.42 | 6.04 | 5.64 | 5.19 | 4.75 | 1.58 | -1.13 | -2.18
Rassau 132 kV | Ebbw Vale 33kV | Tredegar | Primary | 11 | -3.2416 | 51.771 | System Transformation | Thermal headroom (MW) | 7.32 | 7.38 | 7.35 | 7.29 | 7.2 | 7.05 | 6.87 | 6.62 | 6.34 | 5.92 | 5.42 | 4.89 | 4.34 | 3.82 | 3.35 | -0.52 | -1.85 | -2.07
Rassau 132 kV | Ebbw Vale 33kV | Tredegar | Primary | 11 | -3.2416 | 51.771 | WPD Best View | Thermal headroom (MW) | 7.32 | 7.37 | 7.34 | 7.28 | 7.19 | 7.02 | 6.82 | 6.56 | 6.26 | 5.82 | 5.33 | 4.79 | 4.24 | 3.71 | 3.25 | -0.69 | -1.98 | -2.16
Rassau 132 kV | Ebbw Vale Central 11kV | Ebbw Vale Primary | Primary | 11 | -3.1968 | 51.7657 | Consumer Transformation | Thermal headroom (MW) | 15.84 | 15.86 | 15.79 | 15.67 | 15.47 | 14.8 | 14.22 | 13.66 | 13.1 | 12.09 | 10.64 | 9.22 | 7.79 | 6.37 | 5.02 | -1.05 | -4.84 | -6.97
Rassau 132 kV | Ebbw Vale Central 11kV | Ebbw Vale Primary | Primary | 11 | -3.1968 | 51.7657 | Leading the Way | Thermal headroom (MW) | 15.84 | 15.72 | 15.49 | 15.23 | 14.88 | 13.76 | 12.89 | 11.76 | 10.53 | 9.04 | 7.53 | 5.96 | 4.42 | 2.98 | 1.64 | -1.94 | -3.01 | -3.48
Rassau 132 kV | Ebbw Vale Central 11kV | Ebbw Vale Primary | Primary | 11 | -3.1968 | 51.7657 | Steady Progression | Thermal headroom (MW) | 15.84 | 15.98 | 16.05 | 16.09 | 16.12 | 15.84 | 15.69 | 15.52 | 15.33 | 15.05 | 14.74 | 14.41 | 14.05 | 13.66 | 13.12 | 9.59 | 6.37 | 5.17
Rassau 132 kV | Ebbw Vale Central 11kV | Ebbw Vale Primary | Primary | 11 | -3.1968 | 51.7657 | System Transformation | Thermal headroom (MW) | 15.84 | 15.91 | 15.88 | 15.85 | 15.78 | 15.39 | 15.14 | 14.86 | 14.5 | 14.06 | 13.58 | 13.07 | 12.5 | 11.7 | 10.89 | 6.73 | 5.71 | 5.86
Rassau 132 kV | Ebbw Vale Central 11kV | Ebbw Vale Primary | Primary | 11 | -3.1968 | 51.7657 | WPD Best View | Thermal headroom (MW) | 15.84 | 15.91 | 15.88 | 15.85 | 15.78 | 15.36 | 15.06 | 14.72 | 14.29 | 13.77 | 13.28 | 12.75 | 12.15 | 11.33 | 10.5 | 6.14 | 5.03 | 5.15
Rassau 132 kV | Panteg 66kV | Abersychan | Primary | 11 | -3.0668 | 51.7211 | Consumer Transformation | Thermal headroom (MW) | 6.04 | 6 | 5.87 | 5.68 | 5.41 | 4.92 | 4.43 | 3.91 | 3.36 | 2.76 | 1.62 | 0.15 | -1.4 | -2.97 | -4.52 | -14.05 | -20.07 | -22.9
Rassau 132 kV | Panteg 66kV | Abersychan | Primary | 11 | -3.0668 | 51.7211 | Leading the Way | Thermal headroom (MW) | 6.04 | 5.79 | 5.42 | 4.97 | 4.38 | 3.31 | 2.27 | 1.18 | -0.02 | -1.48 | -3.04 | -4.69 | -6.39 | -8.02 | -9.64 | -15.07 | -17.16 | -18.04
Rassau 132 kV | Panteg 66kV | Abersychan | Primary | 11 | -3.0668 | 51.7211 | Steady Progression | Thermal headroom (MW) | 6.04 | 6.17 | 6.22 | 6.25 | 6.27 | 6.14 | 6 | 5.83 | 5.57 | 5.27 | 4.8 | 4.32 | 3.81 | 3.27 | 2.71 | -0.91 | -4.23 | -6.24
Rassau 132 kV | Panteg 66kV | Abersychan | Primary | 11 | -3.0668 | 51.7211 | System Transformation | Thermal headroom (MW) | 6.04 | 6.08 | 6.02 | 5.95 | 5.85 | 5.64 | 5.36 | 5.04 | 4.66 | 4.21 | 3.61 | 2.97 | 2.33 | 1.7 | 1.08 | -2.81 | -5.21 | -5.9
Rassau 132 kV | Panteg 66kV | Abersychan | Primary | 11 | -3.0668 | 51.7211 | WPD Best View | Thermal headroom (MW) | 6.04 | 5.79 | 5.42 | 4.97 | 4.38 | 3.31 | 2.27 | 1.18 | -0.02 | -1.48 | -3.04 | -4.69 | -6.39 | -8.02 | -9.64 | -15.07 | -17.16 | -18.04
Rassau 132 kV | Panteg 66kV | Usk | Primary | 11 | -2.919 | 51.7154 | Consumer Transformation | Thermal headroom (MW) | 1.77 | 1.92 | 1.93 | 1.94 | 1.84 | 1.26 | 0.64 | 0.03 | -0.62 | -1.41 | -2.48 | -3.92 | -5.38 | -6.42 | -7.4 | -12.49 | -14.87 | -15.79
Rassau 132 kV | Panteg 66kV | Usk | Primary | 11 | -2.919 | 51.7154 | Leading the Way | Thermal headroom (MW) | 1.77 | 1.79 | 1.68 | 1.59 | 1.42 | 0.4 | -0.62 | -1.68 | -2.79 | -3.97 | -4.87 | -6.22 | -7.56 | -8.49 | -9.3 | -12.85 | -14.16 | -14.31
Rassau 132 kV | Panteg 66kV | Usk | Primary | 11 | -2.919 | 51.7154 | Steady Progression | Thermal headroom (MW) | 1.77 | 1.93 | 1.97 | 2 | 1.96 | 1.6 | 1.25 | 0.91 | 0.5 | 0.02 | -0.48 | -0.99 | -1.55 | -2.1 | -2.69 | -7.29 | -9.66 | -10.73
Rassau 132 kV | Panteg 66kV | Usk | Primary | 11 | -2.919 | 51.7154 | System Transformation | Thermal headroom (MW) | 1.77 | 1.88 | 1.87 | 1.89 | 1.85 | 1.78 | 1.66 | 1.48 | 1.26 | 0.98 | 0.53 | 0.05 | -0.53 | -1.45 | -2.42 | -7.12 | -9.83 | -10.11
Rassau 132 kV | Panteg 66kV | Usk | Primary | 11 | -2.919 | 51.7154 | WPD Best View | Thermal headroom (MW) | 1.77 | 1.93 | 1.97 | 2 | 1.96 | 1.6 | 1.25 | 0.91 | 0.5 | 0.02 | -0.48 | -0.99 | -1.55 | -2.1 | -2.69 | -7.29 | -9.66 | -10.73
Rassau 132 kV | Pengam 11kV | Pengam Grid | Primary | 11 | -3.2183 | 51.6695 | Consumer Transformation | Thermal headroom (MW) | 3.11 | 3.09 | 2.19 | 1.63 | 0.48 | -0.51 | -1.8 | -3.05 | -4.8 | -6.79 | -11.03 | -15.49 | -20.06 | -24.37 | -28.6 | -52.48 | -66.24 | -71.85
Rassau 132 kV | Pengam 11kV | Pengam Grid | Primary | 11 | -3.2183 | 51.6695 | Leading the Way | Thermal headroom (MW) | 3.11 | 2.62 | 1.13 | 0.08 | -2.02 | -4.57 | -7.26 | -10.38 | -14.15 | -18.4 | -23.02 | -27.85 | -32.73 | -37.28 | -41.58 | -55.51 | -60.25 | -61.17
Rassau 132 kV | Pengam 11kV | Pengam Grid | Primary | 11 | -3.2183 | 51.6695 | Steady Progression | Thermal headroom (MW) | 3.11 | 3.5 | 3.19 | 3.22 | 2.89 | 2.49 | 2 | 1.56 | 0.91 | 0.2 | -0.94 | -2.14 | -3.45 | -4.78 | -6.11 | -16.52 | -24.21 | -28.03
Rassau 132 kV | Pengam 11kV | Pengam Grid | Primary | 11 | -3.2183 | 51.6695 | System Transformation | Thermal headroom (MW) | 3.11 | 3.29 | 2.66 | 2.46 | 1.78 | 1.38 | 0.77 | 0.14 | -0.95 | -2.2 | -3.67 | -5.6 | -7.56 | -9.4 | -11.11 | -23.11 | -28.5 | -29.98
Rassau 132 kV | Pengam 11kV | Pengam Grid | Primary | 11 | -3.2183 | 51.6695 | WPD Best View | Thermal headroom (MW) | 3.11 | 2.62 | 1.13 | 0.08 | -2.02 | -4.57 | -7.26 | -10.38 | -14.15 | -18.4 | -23.02 | -27.85 | -32.73 | -37.28 | -41.58 | -55.51 | -60.25 | -61.17
Rassau 132 kV | Rassau West 11kV | Rassau West Primary | Primary | 11 | -3.2375 | 51.798 | Consumer Transformation | Thermal headroom (MW) | 12.9 | 13.09 | 13.11 | 13.11 | 13.07 | 12.47 | 12.07 | 10.79 | 9.55 | 8.78 | 7.55 | 5.91 | 4.33 | 3.19 | 2.04 | -4.62 | -7.6 | -8.29
Rassau 132 kV | Rassau West 11kV | Rassau West Primary | Primary | 11 | -3.2375 | 51.798 | Leading the Way | Thermal headroom (MW) | 12.9 | 12.83 | 12.63 | 12.4 | 11.94 | 10.86 | 10.13 | 7.91 | 5.94 | 4.77 | 3.46 | 1.79 | 0.19 | -1.03 | -2.14 | -5.44 | -6.17 | -5.76
Rassau 132 kV | Rassau West 11kV | Rassau West Primary | Primary | 11 | -3.2375 | 51.798 | Steady Progression | Thermal headroom (MW) | 12.9 | 13.23 | 13.42 | 13.59 | 13.75 | 13.6 | 13.56 | 13.02 | 12.49 | 12.17 | 11.75 | 11.35 | 10.93 | 10.46 | 9.95 | 6.33 | 4.32 | 3.85
Rassau 132 kV | Rassau West 11kV | Rassau West Primary | Primary | 11 | -3.2375 | 51.798 | System Transformation | Thermal headroom (MW) | 12.9 | 13.13 | 13.24 | 13.34 | 13.43 | 13.17 | 13.05 | 12.06 | 11.15 | 10.74 | 10.19 | 9.63 | 9 | 8.02 | 6.98 | 2.69 | 1.45 | 2.05
Rassau 132 kV | Rassau West 11kV | Rassau West Primary | Primary | 11 | -3.2375 | 51.798 | WPD Best View | Thermal headroom (MW) | 12.9 | 13.13 | 13.24 | 13.34 | 13.23 | 12.96 | 12.85 | 11.85 | 10.95 | 10.54 | 9.98 | 9.42 | 8.8 | 7.81 | 6.77 | 2.48 | 1.24 | 1.84
Swansea North 132 kV | Ammanford 33kV | Cross Hands | Primary | 11 | -4.0751 | 51.7857 | Consumer Transformation | Thermal headroom (MW) | 8.06 | 8.13 | 8.17 | 8.16 | 8.12 | 7.77 | 7.28 | 6.89 | 6.57 | 5.75 | 5.13 | 4.53 | 3.95 | 3.4 | 2.88 | 1.27 | 1.24 | 1.5
Swansea North 132 kV | Ammanford 33kV | Cross Hands | Primary | 11 | -4.0751 | 51.7857 | Leading the Way | Thermal headroom (MW) | 8.06 | 8.12 | 8.14 | 8.12 | 8.07 | 7.55 | 6.76 | 6.04 | 5.42 | 4.15 | 3.72 | 3.3 | 2.93 | 2.58 | 2.29 | 1.27 | 1.49 | 1.93
Swansea North 132 kV | Ammanford 33kV | Cross Hands | Primary | 11 | -4.0751 | 51.7857 | Steady Progression | Thermal headroom (MW) | 8.06 | 8.14 | 8.19 | 8.22 | 8.24 | 8.02 | 7.76 | 7.48 | 7.25 | 6.84 | 6.51 | 6.16 | 5.72 | 5.26 | 4.8 | 2.3 | 1.94 | 2.07
Swansea North 132 kV | Ammanford 33kV | Cross Hands | Primary | 11 | -4.0751 | 51.7857 | System Transformation | Thermal headroom (MW) | 8.06 | 8.13 | 8.16 | 8.17 | 8.17 | 8 | 7.68 | 7.44 | 7.34 | 6.94 | 6.74 | 6.44 | 6.06 | 5.69 | 5.31 | 3.19 | 2.27 | 2.31
Swansea North 132 kV | Ammanford 33kV | Cross Hands | Primary | 11 | -4.0751 | 51.7857 | WPD Best View | Thermal headroom (MW) | 8.06 | 8.14 | 8.19 | 8.22 | 8.24 | 8.02 | 7.76 | 7.48 | 7.25 | 6.84 | 6.51 | 6.16 | 5.72 | 5.26 | 4.8 | 2.3 | 1.94 | 2.07
Swansea North 132 kV | Ammanford 33kV | Hendy | Primary | 11 | -4.0548 | 51.7125 | Consumer Transformation | Thermal headroom (MW) | 6.77 | 6.64 | 6.4 | 6.06 | 5.69 | 5.18 | 4.79 | 4.38 | 3.95 | 3.39 | 2.69 | 1.82 | 0.88 | -0.11 | -1.08 | -7.4 | -10.98 | -12.82
Swansea North 132 kV | Ammanford 33kV | Hendy | Primary | 11 | -4.0548 | 51.7125 | Leading the Way | Thermal headroom (MW) | 6.77 | 6.53 | 6.17 | 5.73 | 5.21 | 4.35 | 3.62 | 2.82 | 2.04 | 0.88 | -0.16 | -1.22 | -2.26 | -3.32 | -4.3 | -8.38 | -10.09 | -11.06
Swansea North 132 kV | Ammanford 33kV | Hendy | Primary | 11 | -4.0548 | 51.7125 | Steady Progression | Thermal headroom (MW) | 6.77 | 6.79 | 6.74 | 6.67 | 6.61 | 6.38 | 6.18 | 5.94 | 5.65 | 5.3 | 4.95 | 4.6 | 4.24 | 3.86 | 3.48 | 0.98 | -1.25 | -2.47
Swansea North 132 kV | Ammanford 33kV | Hendy | Primary | 11 | -4.0548 | 51.7125 | System Transformation | Thermal headroom (MW) | 6.77 | 6.73 | 6.6 | 6.46 | 6.32 | 6.15 | 5.98 | 5.75 | 5.48 | 5.13 | 4.74 | 4.31 | 3.91 | 3.53 | 3.18 | -0.09 | -1.74 | -2.35
Swansea North 132 kV | Ammanford 33kV | Hendy | Primary | 11 | -4.0548 | 51.7125 | WPD Best View | Thermal headroom (MW) | 6.77 | 6.62 | 6.37 | 6.04 | 5.72 | 5.11 | 4.57 | 3.95 | 3.34 | 2.53 | 1.75 | 0.97 | 0.25 | -0.49 | -1.17 | -4.44 | -6.11 | -6.83
Swansea North 132 kV | Ammanford 33kV | Llandeilo | Primary | 11 | -3.9881 | 51.8974 | Consumer Transformation | Thermal headroom (MW) | 5.65 | 5.69 | 5.67 | 5.61 | 5.52 | 5.24 | 4.91 | 4.57 | 4.23 | 3.7 | 2.97 | 2.22 | 1.46 | 0.75 | 0.08 | -2.67 | -3.89 | -4.41
Swansea North 132 kV | Ammanford 33kV | Llandeilo | Primary | 11 | -3.9881 | 51.8974 | Leading the Way | Thermal headroom (MW) | 5.65 | 5.65 | 5.59 | 5.5 | 5.36 | 4.94 | 4.29 | 3.5 | 2.71 | 1.85 | 1.35 | 0.75 | 0.16 | -0.39 | -0.85 | -2.84 | -3.32 | -3.4
Swansea North 132 kV | Ammanford 33kV | Llandeilo | Primary | 11 | -3.9881 | 51.8974 | Steady Progression | Thermal headroom (MW) | 5.65 | 5.71 | 5.73 | 5.74 | 5.74 | 5.58 | 5.32 | 5.04 | 4.79 | 4.51 | 4.1 | 3.61 | 3.12 | 2.64 | 2.16 | -0.89 | -2.23 | -2.64
Swansea North 132 kV | Ammanford 33kV | Llandeilo | Primary | 11 | -3.9881 | 51.8974 | System Transformation | Thermal headroom (MW) | 5.65 | 5.69 | 5.67 | 5.64 | 5.6 | 5.52 | 5.38 | 5.23 | 5.09 | 4.91 | 4.66 | 4.39 | 4.13 | 3.74 | 3.29 | 0.27 | -1.47 | -1.91
Swansea North 132 kV | Ammanford 33kV | Llandeilo | Primary | 11 | -3.9881 | 51.8974 | WPD Best View | Thermal headroom (MW) | 5.65 | 5.71 | 5.73 | 5.74 | 5.74 | 5.58 | 5.32 | 5.04 | 4.79 | 4.51 | 4.1 | 3.61 | 3.12 | 2.64 | 2.16 | -0.89 | -2.23 | -2.64
Swansea North 132 kV | Ammanford 33kV | Llandovery | Primary | 11 | -3.8057 | 51.9881 | Consumer Transformation | Thermal headroom (MW) | 5.29 | 5.31 | 5.31 | 5.28 | 5.24 | 5.08 | 4.92 | 4.76 | 4.61 | 4.37 | 3.92 | 3.48 | 3.04 | 2.67 | 2.3 | 0.84 | 0.13 | -0.2
Swansea North 132 kV | Ammanford 33kV | Llandovery | Primary | 11 | -3.8057 | 51.9881 | Leading the Way | Thermal headroom (MW) | 5.29 | 5.3 | 5.25 | 5.2 | 5.12 | 4.89 | 4.6 | 4.25 | 3.87 | 3.48 | 3.13 | 2.78 | 2.46 | 2.14 | 1.88 | 0.81 | 0.55 | 0.46
Swansea North 132 kV | Ammanford 33kV | Llandovery | Primary | 11 | -3.8057 | 51.9881 | Steady Progression | Thermal headroom (MW) | 5.29 | 5.34 | 5.35 | 5.36 | 5.37 | 5.29 | 5.19 | 5.08 | 4.95 | 4.81 | 4.63 | 4.44 | 4.23 | 4.01 | 3.74 | 2.05 | 1.1 | 0.88
Swansea North 132 kV | Ammanford 33kV | Llandovery | Primary | 11 | -3.8057 | 51.9881 | System Transformation | Thermal headroom (MW) | 5.29 | 5.32 | 5.32 | 5.32 | 5.3 | 5.27 | 5.22 | 5.16 | 5.09 | 5.01 | 4.86 | 4.7 | 4.55 | 4.39 | 4.15 | 2.26 | 1.34 | 1.14
Swansea North 132 kV | Ammanford 33kV | Llandovery | Primary | 11 | -3.8057 | 51.9881 | WPD Best View | Thermal headroom (MW) | 5.29 | 5.34 | 5.35 | 5.36 | 5.37 | 5.29 | 5.19 | 5.08 | 4.95 | 4.81 | 4.63 | 4.44 | 4.23 | 4 | 3.73 | 2.04 | 1.1 | 0.87
Swansea North 132 kV | Ammanford 33kV | Llangadog | Primary | 11 | -3.9016 | 51.9425 | Consumer Transformation | Thermal headroom (MW) | 4.84 | 4.89 | 4.91 | 4.91 | 4.9 | 4.76 | 4.62 | 4.46 | 4.3 | 4.13 | 3.88 | 3.57 | 3.22 | 2.87 | 2.52 | 1.33 | 0.92 | 0.78
Swansea North 132 kV | Ammanford 33kV | Llangadog | Primary | 11 | -3.9016 | 51.9425 | Leading the Way | Thermal headroom (MW) | 4.84 | 4.88 | 4.89 | 4.89 | 4.87 | 4.65 | 4.35 | 3.98 | 3.68 | 3.29 | 3.15 | 2.96 | 2.77 | 2.58 | 2.39 | 1.41 | 1.12 | 1.05
Swansea North 132 kV | Ammanford 33kV | Llangadog | Primary | 11 | -3.9016 | 51.9425 | Steady Progression | Thermal headroom (MW) | 4.84 | 4.88 | 4.89 | 4.9 | 4.9 | 4.79 | 4.66 | 4.5 | 4.35 | 4.2 | 3.99 | 3.8 | 3.59 | 3.33 | 3.07 | 1.35 | 0.63 | 0.43
Swansea North 132 kV | Ammanford 33kV | Llangadog | Primary | 11 | -3.9016 | 51.9425 | System Transformation | Thermal headroom (MW) | 4.84 | 4.87 | 4.87 | 4.87 | 4.85 | 4.83 | 4.81 | 4.75 | 4.71 | 4.66 | 4.54 | 4.42 | 4.3 | 4.17 | 4.04 | 2.41 | 1.3 | 0.96
Swansea North 132 kV | Ammanford 33kV | Llangadog | Primary | 11 | -3.9016 | 51.9425 | WPD Best View | Thermal headroom (MW) | 4.84 | 4.88 | 4.89 | 4.9 | 4.9 | 4.79 | 4.66 | 4.5 | 4.35 | 4.2 | 3.99 | 3.8 | 3.59 | 3.33 | 3.07 | 1.35 | 0.63 | 0.43
Swansea North 132 kV | Ammanford 33kV | Meinciau | Primary | 11 | -4.243 | 51.7694 | Consumer Transformation | Thermal headroom (MW) | 0.98 | 1 | 1.01 | 1.01 | 1 | 0.94 | 0.88 | 0.82 | 0.76 | 0.69 | 0.59 | 0.49 | 0.37 | 0.25 | 0.14 | -0.34 | -0.54 | -0.64
Swansea North 132 kV | Ammanford 33kV | Meinciau | Primary | 11 | -4.243 | 51.7694 | Leading the Way | Thermal headroom (MW) | 0.98 | 0.99 | 0.99 | 0.98 | 0.94 | 0.8 | 0.64 | 0.42 | -0.01 | -0.47 | -0.59 | -0.81 | -1.13 | -1.47 | -1.8 | -2.67 | -3.48 | -4.26
Swansea North 132 kV | Ammanford 33kV | Meinciau | Primary | 11 | -4.243 | 51.7694 | Steady Progression | Thermal headroom (MW) | 0.98 | 1 | 1 | 1 | 0.99 | 0.95 | 0.89 | 0.84 | 0.78 | 0.68 | 0.56 | 0.49 | 0.42 | 0.33 | 0.25 | -0.31 | -0.45 | -0.52
Swansea North 132 kV | Ammanford 33kV | Meinciau | Primary | 11 | -4.243 | 51.7694 | System Transformation | Thermal headroom (MW) | 0.98 | 0.95 | 0.94 | 0.91 | 0.88 | 0.85 | 0.81 | 0.75 | 0.69 | 0.64 | 0.44 | 0.39 | 0.21 | 0.14 | -0.02 | -0.64 | -1.45 | -1.87
Swansea North 132 kV | Ammanford 33kV | Meinciau | Primary | 11 | -4.243 | 51.7694 | WPD Best View | Thermal headroom (MW) | 0.98 | 1 | 1 | 1 | 0.99 | 0.95 | 0.89 | 0.84 | 0.78 | 0.68 | 0.56 | 0.49 | 0.42 | 0.33 | 0.25 | -0.31 | -0.45 | -0.52
Swansea North 132 kV | Ammanford 33kV | Nantgaredig | Primary | 11 | -4.191 | 51.8649 | Consumer Transformation | Thermal headroom (MW) | 1.64 | 1.67 | 1.68 | 1.67 | 1.64 | 1.44 | 1.25 | 1.09 | 0.92 | 0.72 | 0.46 | 0.18 | -0.13 | -0.44 | -0.74 | -1.88 | -2.3 | -2.52
Swansea North 132 kV | Ammanford 33kV | Nantgaredig | Primary | 11 | -4.191 | 51.8649 | Leading the Way | Thermal headroom (MW) | 1.64 | 1.66 | 1.65 | 1.63 | 1.56 | 1.24 | 0.86 | 0.43 | -0.23 | -0.95 | -1.16 | -1.48 | -1.9 | -2.35 | -2.78 | -4.26 | -5.27 | -6.17
Swansea North 132 kV | Ammanford 33kV | Nantgaredig | Primary | 11 | -4.191 | 51.8649 | Steady Progression | Thermal headroom (MW) | 1.64 | 1.67 | 1.68 | 1.68 | 1.67 | 1.53 | 1.37 | 1.22 | 1.06 | 0.87 | 0.6 | 0.4 | 0.2 | -0.04 | -0.3 | -1.99 | -2.69 | -2.86
Swansea North 132 kV | Ammanford 33kV | Nantgaredig | Primary | 11 | -4.191 | 51.8649 | System Transformation | Thermal headroom (MW) | 1.64 | 1.62 | 1.6 | 1.57 | 1.52 | 1.45 | 1.38 | 1.29 | 1.18 | 1.09 | 0.79 | 0.65 | 0.38 | 0.23 | -0.01 | -1.77 | -3.33 | -4
Swansea North 132 kV | Ammanford 33kV | Nantgaredig | Primary | 11 | -4.191 | 51.8649 | WPD Best View | Thermal headroom (MW) | 1.64 | 1.67 | 1.68 | 1.68 | 1.67 | 1.53 | 1.37 | 1.22 | 1.06 | 0.87 | 0.6 | 0.4 | 0.2 | -0.04 | -0.3 | -1.99 | -2.69 | -2.86
Swansea North 132 kV | Ammanford 33kV | Pantyffynon | Primary | 11 | -3.9989 | 51.7793 | Consumer Transformation | Thermal headroom (MW) | 5.19 | 5.17 | 5.05 | 4.8 | 4.41 | 3.53 | 2.59 | 1.7 | 0.69 | -0.81 | -3.04 | -5.65 | -8.21 | -10.34 | -12.44 | -23.92 | -29.83 | -32.53
Swansea North 132 kV | Ammanford 33kV | Pantyffynon | Primary | 11 | -3.9989 | 51.7793 | Leading the Way | Thermal headroom (MW) | 5.19 | 5.03 | 4.74 | 4.34 | 3.81 | 2.14 | 0.26 | -1.72 | -4.21 | -7.18 | -9.14 | -11.52 | -13.9 | -15.85 | -17.6 | -25.39 | -28.48 | -29.77
Swansea North 132 kV | Ammanford 33kV | Pantyffynon | Primary | 11 | -3.9989 | 51.7793 | Steady Progression | Thermal headroom (MW) | 5.19 | 5.32 | 5.37 | 5.36 | 5.32 | 4.78 | 4.17 | 3.47 | 2.64 | 1.63 | 0.64 | -0.43 | -1.65 | -2.87 | -4.14 | -12.52 | -16.19 | -18.04
Swansea North 132 kV | Ammanford 33kV | Pantyffynon | Primary | 11 | -3.9989 | 51.7793 | System Transformation | Thermal headroom (MW) | 5.19 | 5.23 | 5.17 | 5.05 | 4.88 | 4.62 | 4.24 | 3.84 | 3.25 | 2.46 | 1.62 | 0.73 | -0.16 | -1.37 | -2.93 | -11.23 | -16.05 | -17.37
Swansea North 132 kV | Ammanford 33kV | Pantyffynon | Primary | 11 | -3.9989 | 51.7793 | WPD Best View | Thermal headroom (MW) | 5.19 | 5.33 | 5.38 | 5.38 | 5.34 | 4.79 | 4.18 | 3.45 | 2.61 | 1.58 | 0.6 | -0.45 | -1.65 | -2.86 | -4.1 | -12.39 | -16.08 | -17.93
Swansea North 132 kV | Ammanford 33kV | Tumble | Primary | 11 | -4.1195 | 51.7897 | Consumer Transformation | Thermal headroom (MW) | 4.78 | 4.84 | 4.8 | 4.68 | 4.52 | 3.85 | 3.21 | 2.5 | 1.72 | 0.94 | -0.35 | -1.75 | -3.15 | -4.58 | -5.94 | -11.4 | -13.85 | -14.75
Swansea North 132 kV | Ammanford 33kV | Tumble | Primary | 11 | -4.1195 | 51.7897 | Leading the Way | Thermal headroom (MW) | 4.78 | 4.81 | 4.7 | 4.54 | 4.33 | 3.24 | 1.86 | 0.48 | -1.11 | -2.8 | -3.53 | -4.36 | -5.14 | -5.92 | -6.66 | -11.34 | -12.72 | -13.3
Swansea North 132 kV | Ammanford 33kV | Tumble | Primary | 11 | -4.1195 | 51.7897 | Steady Progression | Thermal headroom (MW) | 4.78 | 4.85 | 4.83 | 4.79 | 4.74 | 4.1 | 3.48 | 2.83 | 2.17 | 1.5 | 0.45 | -0.55 | -1.6 | -2.69 | -3.79 | -10.7 | -12.79 | -13.96
Swansea North 132 kV | Ammanford 33kV | Tumble | Primary | 11 | -4.1195 | 51.7897 | System Transformation | Thermal headroom (MW) | 4.78 | 4.8 | 4.72 | 4.62 | 4.49 | 4.32 | 4.15 | 3.94 | 3.7 | 3.41 | 2.84 | 2.26 | 1.7 | 1.16 | 0.66 | -4.95 | -9.83 | -11.43
Swansea North 132 kV | Ammanford 33kV | Tumble | Primary | 11 | -4.1195 | 51.7897 | WPD Best View | Thermal headroom (MW) | 4.78 | 4.85 | 4.83 | 4.79 | 4.74 | 4.1 | 3.48 | 2.83 | 2.17 | 1.5 | 0.45 | -0.55 | -1.6 | -2.69 | -3.79 | -10.7 | -12.79 | -13.96
Swansea North 132 kV | Briton Ferry 33kV | Briton Ferry 33kV | Bulk Supply Point | 33 | -3.8216 | 51.6249 | Consumer Transformation | Thermal headroom (MW) | 35.3 | 34.3772 | 33.1912 | 31.5013 | 28.4702 | 24.34 | 20.9689 | 17.3948 | 13.864 | 9.8857 | -1.32 | -13.1864 | -25.2154 | -37.0055 | -49.1435 | -104.7611 | -154.2048 | -183.509
Swansea North 132 kV | Briton Ferry 33kV | Briton Ferry 33kV | Bulk Supply Point | 33 | -3.8216 | 51.6249 | Leading the Way | Thermal headroom (MW) | 35.3 | 32.8106 | 29.7313 | 26.1599 | 20.6122 | 12.5397 | 5.5534 | -2.6705 | -13.3922 | -25.1293 | -34.534 | -45.4726 | -57.6375 | -69.9028 | -81.4355 | -115.0367 | -132.5618 | -142.9644
Swansea North 132 kV | Briton Ferry 33kV | Briton Ferry 33kV | Bulk Supply Point | 33 | -3.8216 | 51.6249 | Steady Progression | Thermal headroom (MW) | 35.3 | 35.6705 | 35.8016 | 35.7827 | 34.8051 | 33.2302 | 32.0813 | 30.63 | 29.0581 | 27.1486 | 24.4098 | 21.9313 | 19.2588 | 16.2494 | 13.2327 | -7.0881 | -22.6864 | -30.4145
Swansea North 132 kV | Briton Ferry 33kV | Briton Ferry 33kV | Bulk Supply Point | 33 | -3.8216 | 51.6249 | System Transformation | Thermal headroom (MW) | 35.3 | 34.9385 | 34.4066 | 33.6889 | 31.8597 | 30.0078 | 28.509 | 26.6136 | 24.7148 | 22.6487 | 19.328 | 16.2944 | 12.8583 | 9.4779 | 5.6761 | -16.43 | -26.7178 | -30.3567
Swansea North 132 kV | Briton Ferry 33kV | Briton Ferry 33kV | Bulk Supply Point | 33 | -3.8216 | 51.6249 | WPD Best View | Thermal headroom (MW) | 35.3 | 35.6534 | 35.7719 | 35.7344 | 34.6523 | 32.9855 | 31.7361 | 30.1126 | 27.9071 | 25.4061 | 22.6751 | 19.8818 | 16.7074 | 13.1704 | 9.6114 | -11.0266 | -27.0691 | -35.2773
Swansea North 132 kV | Briton Ferry 33kV | Britton Ferry Primary | Primary | 11 | -3.8216 | 51.6249 | Consumer Transformation | Thermal headroom (MW) | 2.0915 | 2.0715 | 1.9815 | 1.8415 | 0.9915 | 0.2615 | -0.0385 | -0.3785 | -0.7585 | -1.0985 | -1.7885 | -2.4185 | -3.0785 | -3.7085 | -4.3185 | -8.6985 | -11.0285 | -11.9185
Swansea North 132 kV | Briton Ferry 33kV | Britton Ferry Primary | Primary | 11 | -3.8216 | 51.6249 | Leading the Way | Thermal headroom (MW) | 2.0915 | 1.9015 | 1.6015 | 1.2715 | 0.0615 | -1.2185 | -1.8185 | -2.4385 | -3.0785 | -3.6785 | -4.3585 | -5.0485 | -5.7285 | -6.3985 | -6.9985 | -9.2085 | -9.9785 | -10.0885
Swansea North 132 kV | Briton Ferry 33kV | Britton Ferry Primary | Primary | 11 | -3.8216 | 51.6249 | Steady Progression | Thermal headroom (MW) | 2.0915 | 2.1915 | 2.2215 | 2.2515 | 1.6915 | 1.2315 | 1.0715 | 0.9115 | 0.7015 | 0.5015 | 0.2515 | 0.0215 | -0.2485 | -0.4985 | -0.7885 | -2.4585 | -3.5985 | -3.8885
Swansea North 132 kV | Briton Ferry 33kV | Britton Ferry Primary | Primary | 11 | -3.8216 | 51.6249 | System Transformation | Thermal headroom (MW) | 2.0915 | 2.1515 | 2.1515 | 2.1215 | 1.4115 | 0.8915 | 0.7115 | 0.5215 | 0.3315 | 0.1615 | -0.1385 | -0.4085 | -0.6785 | -0.9985 | -1.3685 | -3.3985 | -3.9385 | -4.0785
Swansea North 132 kV | Briton Ferry 33kV | Britton Ferry Primary | Primary | 11 | -3.8216 | 51.6249 | WPD Best View | Thermal headroom (MW) | 2.0915 | 2.1915 | 2.2215 | 2.2515 | 1.6915 | 1.2315 | 1.0715 | 0.9115 | 0.7015 | 0.5015 | 0.2515 | 0.0215 | -0.2485 | -0.4985 | -0.7885 | -2.4585 | -3.5985 | -3.8885
Swansea North 132 kV | Briton Ferry 33kV | Commercial St Neath | Primary | 11 | -3.8081 | 51.6624 | Consumer Transformation | Thermal headroom (MW) | 5.509 | 5.379 | 5.079 | 4.669 | 4.029 | 3.009 | 1.959 | 0.909 | -0.171 | -1.281 | -5.131 | -9.611 | -14.081 | -18.571 | -23.321 | -41.251 | -58.751 | -69.941
Swansea North 132 kV | Briton Ferry 33kV | Commercial St Neath | Primary | 11 | -3.8081 | 51.6624 | Leading the Way | Thermal headroom (MW) | 5.509 | 5.039 | 4.359 | 3.449 | 2.039 | -0.101 | -2.211 | -4.631 | -8.511 | -12.641 | -15.501 | -18.991 | -23.031 | -27.141 | -31.081 | -40.841 | -45.441 | -48.021
Swansea North 132 kV | Briton Ferry 33kV | Commercial St Neath | Primary | 11 | -3.8081 | 51.6624 | Steady Progression | Thermal headroom (MW) | 5.509 | 5.729 | 5.799 | 5.829 | 5.809 | 5.519 | 5.189 | 4.779 | 4.249 | 3.419 | 2.299 | 1.469 | 0.559 | -0.461 | -1.411 | -7.221 | -11.831 | -14.291
Swansea North 132 kV | Briton Ferry 33kV | Commercial St Neath | Primary | 11 | -3.8081 | 51.6624 | System Transformation | Thermal headroom (MW) | 5.509 | 5.399 | 5.229 | 5.019 | 4.709 | 4.319 | 3.749 | 3.069 | 2.289 | 1.529 | 0.069 | -0.911 | -2.341 | -3.391 | -4.741 | -11.451 | -15.871 | -17.771
Swansea North 132 kV | Briton Ferry 33kV | Commercial St Neath | Primary | 11 | -3.8081 | 51.6624 | WPD Best View | Thermal headroom (MW) | 5.509 | 5.709 | 5.769 | 5.769 | 5.609 | 5.189 | 4.739 | 4.099 | 2.739 | 1.119 | 0.019 | -1.231 | -2.791 | -4.511 | -6.181 | -12.401 | -17.591 | -20.691
Swansea North 132 kV | Briton Ferry 33kV | Victoria Road | Primary | 11 | -3.7983 | 51.5938 | Consumer Transformation | Thermal headroom (MW) | 18.1965 | 18.0465 | 17.6865 | 17.2065 | 16.7665 | 15.7965 | 14.8965 | 14.0365 | 13.1565 | 12.1365 | 9.8465 | 7.5765 | 5.2465 | 3.0365 | 0.8565 | -11.6935 | -19.4135 | -22.3635
Swansea North 132 kV | Briton Ferry 33kV | Victoria Road | Primary | 11 | -3.7983 | 51.5938 | Leading the Way | Thermal headroom (MW) | 18.1965 | 17.4365 | 16.4565 | 15.4365 | 14.4565 | 12.6965 | 11.0565 | 9.3065 | 7.6265 | 5.7565 | 3.4765 | 1.1065 | -1.2835 | -3.6035 | -5.7335 | -13.1035 | -15.4535 | -15.2035
Swansea North 132 kV | Briton Ferry 33kV | Victoria Road | Primary | 11 | -3.7983 | 51.5938 | Steady Progression | Thermal headroom (MW) | 18.1965 | 18.4465 | 18.5265 | 18.5965 | 18.6265 | 18.3265 | 18.0365 | 17.6965 | 17.3165 | 16.9165 | 16.2765 | 15.6365 | 15.0065 | 14.2865 | 13.5665 | 8.0465 | 3.8265 | 1.5865
Swansea North 132 kV | Briton Ferry 33kV | Victoria Road | Primary | 11 | -3.7983 | 51.5938 | System Transformation | Thermal headroom (MW) | 18.1965 | 18.2865 | 18.1665 | 18.0165 | 17.8965 | 17.5865 | 17.2865 | 16.9565 | 16.5965 | 16.1265 | 15.5365 | 14.8465 | 14.0865 | 13.2565 | 12.4065 | 6.7865 | 4.3265 | 3.5865
Swansea North 132 kV | Briton Ferry 33kV | Victoria Road | Primary | 11 | -3.7983 | 51.5938 | WPD Best View | Thermal headroom (MW) | 18.1965 | 18.4465 | 18.5265 | 18.5965 | 18.6265 | 18.3265 | 18.0365 | 17.6965 | 17.3165 | 16.9165 | 16.2765 | 15.6365 | 15.0065 | 14.2865 | 13.5665 | 8.0465 | 3.8265 | 1.5865
Swansea North 132 kV | Briton Ferry 33kV | Wern | Primary | 11 | -3.8276 | 51.6337 | Consumer Transformation | Thermal headroom (MW) | 14.94 | 14.99 | 14.95 | 14.77 | 14.66 | 14.45 | 14.2 | 13.94 | 13.69 | 13.38 | 12.61 | 11.6 | 10.57 | 9.53 | 8.5 | 2.73 | -1.1 | -2.85
Swansea North 132 kV | Briton Ferry 33kV | Wern | Primary | 11 | -3.8276 | 51.6337 | Leading the Way | Thermal headroom (MW) | 14.94 | 14.84 | 14.64 | 14.28 | 13.97 | 13.33 | 12.73 | 12.1 | 11.46 | 10.58 | 9.5 | 8.42 | 7.33 | 6.2 | 5.19 | 2.18 | 1.19 | 0.95
Swansea North 132 kV | Briton Ferry 33kV | Wern | Primary | 11 | -3.8276 | 51.6337 | Steady Progression | Thermal headroom (MW) | 14.94 | 15.11 | 15.2 | 15.18 | 15.25 | 15.21 | 15.16 | 15.09 | 15.01 | 14.89 | 14.65 | 14.41 | 14.14 | 13.85 | 13.57 | 11.63 | 9.81 | 8.94
Swansea North 132 kV | Briton Ferry 33kV | Wern | Primary | 11 | -3.8276 | 51.6337 | System Transformation | Thermal headroom (MW) | 14.94 | 15.05 | 15.07 | 14.96 | 14.95 | 14.88 | 14.8 | 14.68 | 14.52 | 14.33 | 14.02 | 13.69 | 13.34 | 13.01 | 12.72 | 10.79 | 9.87 | 9.6
Swansea North 132 kV | Briton Ferry 33kV | Wern | Primary | 11 | -3.8276 | 51.6337 | WPD Best View | Thermal headroom (MW) | 14.94 | 15.11 | 15.2 | 15.18 | 15.25 | 15.21 | 15.16 | 15.09 | 15.01 | 14.89 | 14.65 | 14.41 | 14.14 | 13.85 | 13.57 | 11.63 | 9.81 | 8.94
Swansea North 132 kV | Briton Ferry 33kV | Ynys Street | Primary | 11 | -3.7754 | 51.5973 | Consumer Transformation | Thermal headroom (MW) | 26.7265 | 26.1465 | 25.7365 | 25.3065 | 24.7565 | 23.8265 | 22.9765 | 21.9865 | 21.1065 | 19.9765 | 16.5265 | 13.0765 | 9.6265 | 6.2465 | 2.7065 | -11.3335 | -27.9335 | -39.2535
Swansea North 132 kV | Briton Ferry 33kV | Ynys Street | Primary | 11 | -3.7754 | 51.5973 | Leading the Way | Thermal headroom (MW) | 26.7265 | 25.8165 | 24.9465 | 24.0565 | 22.9865 | 21.2365 | 19.3465 | 16.8265 | 13.2365 | 9.3365 | 6.9765 | 3.8665 | 0.1665 | -3.5935 | -7.1835 | -17.4435 | -24.8835 | -31.0035
Swansea North 132 kV | Briton Ferry 33kV | Ynys Street | Primary | 11 | -3.7754 | 51.5973 | Steady Progression | Thermal headroom (MW) | 26.7265 | 26.4365 | 26.3265 | 26.2465 | 26.1365 | 25.8665 | 25.5665 | 25.1465 | 24.7965 | 24.4165 | 23.8565 | 23.3165 | 22.7465 | 22.0265 | 21.3065 | 16.0965 | 12.3665 | 10.3265
Swansea North 132 kV | Briton Ferry 33kV | Ynys Street | Primary | 11 | -3.7754 | 51.5973 | System Transformation | Thermal headroom (MW) | 26.7265 | 26.2665 | 26.0065 | 25.7965 | 25.5465 | 25.2465 | 24.8965 | 24.3765 | 23.9765 | 23.4865 | 22.8165 | 22.1065 | 21.3965 | 20.5965 | 19.6965 | 14.1465 | 11.7665 | 10.9265
Swansea North 132 kV | Briton Ferry 33kV | Ynys Street | Primary | 11 | -3.7754 | 51.5973 | WPD Best View | Thermal headroom (MW) | 26.7265 | 26.4365 | 26.3265 | 26.2465 | 26.1365 | 25.8665 | 25.5665 | 25.1465 | 24.7965 | 24.4165 | 23.8565 | 23.3165 | 22.7465 | 22.0265 | 21.3065 | 16.0965 | 12.3665 | 10.3265
Swansea North 132 kV | Carmarthen 33kV | Cwmffrwd | Primary | 11 | -4.2989 | 51.8343 | Consumer Transformation | Thermal headroom (MW) | 8.52 | 8.56 | 8.57 | 8.55 | 8.5 | 7.95 | 7.35 | 6.78 | 5.97 | 5.36 | 4.61 | 3.8 | 3.17 | 2.54 | 1.92 | -0.84 | -1.73 | -1.93
Swansea North 132 kV | Carmarthen 33kV | Cwmffrwd | Primary | 11 | -4.2989 | 51.8343 | Leading the Way | Thermal headroom (MW) | 8.52 | 8.51 | 8.41 | 8.32 | 8.19 | 7.31 | 6.44 | 5.59 | 4.37 | 3.48 | 2.71 | 1.94 | 1.37 | 0.81 | 0.34 | -1.14 | -1.32 | -1.14
Swansea North 132 kV | Carmarthen 33kV | Cwmffrwd | Primary | 11 | -4.2989 | 51.8343 | Steady Progression | Thermal headroom (MW) | 8.52 | 8.6 | 8.62 | 8.65 | 8.67 | 8.38 | 8.13 | 7.84 | 7.43 | 7.14 | 6.8 | 6.42 | 6.02 | 5.63 | 5.25 | 3.08 | 2.11 | 2.05
Swansea North 132 kV | Carmarthen 33kV | Cwmffrwd | Primary | 11 | -4.2989 | 51.8343 | System Transformation | Thermal headroom (MW) | 8.52 | 8.59 | 8.6 | 8.61 | 8.62 | 8.3 | 7.98 | 7.71 | 7.22 | 6.92 | 6.53 | 6.14 | 5.79 | 5.45 | 5.03 | 2.59 | 1.83 | 1.82
Swansea North 132 kV | Carmarthen 33kV | Cwmffrwd | Primary | 11 | -4.2989 | 51.8343 | WPD Best View | Thermal headroom (MW) | 8.52 | 8.6 | 8.62 | 8.65 | 8.67 | 8.38 | 8.13 | 7.84 | 7.43 | 7.14 | 6.8 | 6.42 | 6.02 | 5.63 | 5.25 | 3.08 | 2.11 | 2.05
Swansea North 132 kV | Carmarthen 33kV | Llanfyrnach | Primary | 11 | -4.5879 | 51.9487 | Consumer Transformation | Thermal headroom (MW) | -0.58 | -0.57 | -0.57 | -0.59 | -0.62 | -0.77 | -0.91 | -1.05 | -1.2 | -1.36 | -1.98 | -2.68 | -3.38 | -4.08 | -4.78 | -6.42 | -7.03 | -7.06
Swansea North 132 kV | Carmarthen 33kV | Llanfyrnach | Primary | 11 | -4.5879 | 51.9487 | Leading the Way | Thermal headroom (MW) | -0.58 | -0.58 | -0.61 | -0.64 | -0.71 | -0.96 | -1.25 | -1.62 | -2.25 | -3.01 | -3.6 | -4.31 | -5.16 | -6.04 | -6.91 | -8.95 | -10.19 | -10.89
Swansea North 132 kV | Carmarthen 33kV | Llanfyrnach | Primary | 11 | -4.5879 | 51.9487 | Steady Progression | Thermal headroom (MW) | -0.58 | -0.56 | -0.57 | -0.57 | -0.57 | -0.66 | -0.76 | -0.88 | -0.99 | -1.16 | -1.38 | -1.54 | -1.7 | -1.9 | -2.1 | -4.29 | -5.73 | -6.56
Swansea North 132 kV | Carmarthen 33kV | Llanfyrnach | Primary | 11 | -4.5879 | 51.9487 | System Transformation | Thermal headroom (MW) | -0.58 | -0.62 | -0.64 | -0.68 | -0.72 | -0.77 | -0.82 | -0.9 | -1 | -1.06 | -1.31 | -1.42 | -2.01 | -2.49 | -3.07 | -5.99 | -8.09 | -8.64
Swansea North 132 kV | Carmarthen 33kV | Llanfyrnach | Primary | 11 | -4.5879 | 51.9487 | WPD Best View | Thermal headroom (MW) | -0.58 | -0.57 | -0.58 | -0.6 | -0.63 | -0.78 | -0.93 | -1.07 | -1.21 | -1.37 | -1.98 | -2.68 | -3.37 | -4.07 | -4.77 | -6.51 | -7.09 | -7.13
Swansea North 132 kV | Carmarthen 33kV | Pendine | Primary | 11 | -4.5185 | 51.7479 | Consumer Transformation | Thermal headroom (MW) | 5.42 | 5.35 | 5.29 | 5.22 | 5.13 | 4.37 | 3.57 | 2.77 | 1.98 | 0.94 | -7.12 | -15.19 | -23.23 | -31.27 | -40.32 | -53.91 | -93.5 | -127.13
Swansea North 132 kV | Carmarthen 33kV | Pendine | Primary | 11 | -4.5185 | 51.7479 | Leading the Way | Thermal headroom (MW) | 5.42 | 4.84 | 4.39 | 3.77 | 0.65 | -4.23 | -9.58 | -18.36 | -49.03 | -82.1 | -87.4 | -102.57 | -126.78 | -153.55 | -179.48 | -235.97 | -313.74 | -397.56
Swansea North 132 kV | Carmarthen 33kV | Pendine | Primary | 11 | -4.5185 | 51.7479 | Steady Progression | Thermal headroom (MW) | 5.42 | 5.32 | 5.25 | 5.18 | 5.09 | 4.9 | 4.71 | 4.52 | 4.32 | 0.81 | -3.51 | -3.67 | -4.04 | -5.39 | -5.6 | -6.8 | -7.3 | -7.4
Swansea North 132 kV | Carmarthen 33kV | Pendine | Primary | 11 | -4.5185 | 51.7479 | System Transformation | Thermal headroom (MW) | 5.42 | 4.55 | 4.3 | 3.89 | 3.39 | 2.8 | 2.06 | 1.12 | -0.05 | -0.65 | -4.8 | -5 | -8.31 | -9.12 | -12.1 | -20.97 | -35.03 | -44.67
Swansea North 132 kV | Carmarthen 33kV | Pendine | Primary | 11 | -4.5185 | 51.7479 | WPD Best View | Thermal headroom (MW) | 5.42 | 5.31 | 5.23 | 5.15 | 5.05 | 4.8 | 4.55 | 4.3 | 4.04 | 0.55 | -4.64 | -5.84 | -7.24 | -9.58 | -10.97 | -13.38 | -17.89 | -21.41
Swansea North 132 kV | Carmarthen 33kV | St Clears | Primary | 11 | -4.4993 | 51.8451 | Consumer Transformation | Thermal headroom (MW) | 8.71 | 8.78 | 8.8 | 8.78 | 8.71 | 8.32 | 7.91 | 7.56 | 7.18 | 6.66 | 5.77 | 4.88 | 4.03 | 3.17 | 2.39 | -1.37 | -2.79 | -3.43
Swansea North 132 kV | Carmarthen 33kV | St Clears | Primary | 11 | -4.4993 | 51.8451 | Leading the Way | Thermal headroom (MW) | 8.71 | 8.77 | 8.74 | 8.69 | 8.59 | 8.02 | 7.27 | 6.53 | 5.61 | 4.59 | 3.96 | 3.24 | 2.59 | 2.01 | 1.45 | -1.48 | -2.26 | -2.42
Swansea North 132 kV | Carmarthen 33kV | St Clears | Primary | 11 | -4.4993 | 51.8451 | Steady Progression | Thermal headroom (MW) | 8.71 | 8.8 | 8.83 | 8.86 | 8.87 | 8.66 | 8.4 | 8.12 | 7.83 | 7.52 | 7.04 | 6.53 | 6.02 | 5.46 | 4.85 | 1 | -0.54 | -1.45
Swansea North 132 kV | Carmarthen 33kV | St Clears | Primary | 11 | -4.4993 | 51.8451 | System Transformation | Thermal headroom (MW) | 8.71 | 8.78 | 8.78 | 8.78 | 8.73 | 8.64 | 8.52 | 8.38 | 8.23 | 8.05 | 7.74 | 7.41 | 7.1 | 6.78 | 6.31 | 2.46 | -0.14 | -0.81
Swansea North 132 kV | Carmarthen 33kV | St Clears | Primary | 11 | -4.4993 | 51.8451 | WPD Best View | Thermal headroom (MW) | 8.71 | 8.8 | 8.83 | 8.86 | 8.87 | 8.66 | 8.4 | 8.12 | 7.83 | 7.52 | 7.04 | 6.53 | 6.02 | 5.46 | 4.85 | 1 | -0.54 | -1.45
Swansea North 132 kV | Carmarthen 33kV | Trevaughan | Primary | 11 | -4.3214 | 51.8633 | Consumer Transformation | Thermal headroom (MW) | 7.35 | 7.4 | 7.2 | 6.9 | 6.48 | 5.48 | 4.6 | 3.6 | 2.69 | 1.19 | -1.13 | -3.44 | -5.77 | -8.02 | -10.14 | -19.96 | -25.16 | -27.52
Swansea North 132 kV | Carmarthen 33kV | Trevaughan | Primary | 11 | -4.3214 | 51.8633 | Leading the Way | Thermal headroom (MW) | 7.35 | 7.19 | 6.77 | 6.25 | 5.64 | 4.16 | 2.6 | 0.37 | -1.86 | -4.24 | -6.38 | -8.63 | -10.89 | -13.02 | -14.94 | -21.56 | -23 | -23.41
Swansea North 132 kV | Carmarthen 33kV | Trevaughan | Primary | 11 | -4.3214 | 51.8633 | Steady Progression | Thermal headroom (MW) | 7.35 | 7.58 | 7.63 | 7.66 | 7.68 | 7.21 | 6.81 | 6.31 | 5.79 | 5.21 | 4.45 | 3.63 | 2.57 | 1.45 | 0.25 | -7.3 | -11.47 | -13.14
Swansea North 132 kV | Carmarthen 33kV | Trevaughan | Primary | 11 | -4.3214 | 51.8633 | System Transformation | Thermal headroom (MW) | 7.35 | 7.46 | 7.36 | 7.26 | 7.09 | 6.73 | 6.43 | 5.95 | 5.49 | 5 | 4.31 | 3.56 | 2.8 | 1.58 | 0.24 | -7.37 | -10.8 | -11.42
Swansea North 132 kV | Carmarthen 33kV | Trevaughan | Primary | 11 | -4.3214 | 51.8633 | WPD Best View | Thermal headroom (MW) | 7.35 | 7.58 | 7.63 | 7.66 | 7.68 | 7.21 | 6.81 | 6.31 | 5.79 | 5.21 | 4.45 | 3.63 | 2.57 | 1.45 | 0.25 | -7.3 | -11.47 | -13.14
Swansea North 132 kV | Carmarthen 33kV | Whitland | Primary | 11 | -4.5961 | 51.8305 | Consumer Transformation | Thermal headroom (MW) | 4.943 | 4.953 | 4.943 | 4.903 | 4.813 | 4.613 | 4.383 | 4.163 | 3.943 | 3.563 | 3.073 | 2.543 | 2.023 | 1.533 | 1.013 | -1.277 | -2.267 | -2.677
Swansea North 132 kV | Carmarthen 33kV | Whitland | Primary | 11 | -4.5961 | 51.8305 | Leading the Way | Thermal headroom (MW) | 4.943 | 4.923 | 4.883 | 4.833 | 4.683 | 4.333 | 3.863 | 3.323 | 2.473 | 1.483 | 1.023 | 0.393 | -0.337 | -1.067 | -1.747 | -3.797 | -5.027 | -5.827
Swansea North 132 kV | Carmarthen 33kV | Whitland | Primary | 11 | -4.5961 | 51.8305 | Steady Progression | Thermal headroom (MW) | 4.943 | 4.973 | 4.983 | 4.993 | 4.983 | 4.883 | 4.773 | 4.653 | 4.523 | 4.323 | 4.053 | 3.833 | 3.553 | 3.263 | 2.943 | 1.073 | 0.213 | -0.207
Swansea North 132 kV | Carmarthen 33kV | Whitland | Primary | 11 | -4.5961 | 51.8305 | System Transformation | Thermal headroom (MW) | 4.943 | 4.913 | 4.893 | 4.853 | 4.793 | 4.713 | 4.613 | 4.473 | 4.313 | 4.153 | 3.833 | 3.653 | 3.353 | 3.073 | 2.623 | 0.553 | -1.027 | -1.657
Swansea North 132 kV | Carmarthen 33kV | Whitland | Primary | 11 | -4.5961 | 51.8305 | WPD Best View | Thermal headroom (MW) | 4.943 | 4.963 | 4.983 | 4.983 | 4.953 | 4.823 | 4.673 | 4.513 | 4.333 | 4.123 | 3.853 | 3.553 | 3.213 | 2.883 | 2.503 | 0.603 | -0.287 | -0.697
Swansea North 132 kV | Hirwaun 33kV | Aberdare | Primary | 11 | -3.4536 | 51.7134 | Consumer Transformation | Thermal headroom (MW) | 2.404 | 2.334 | 1.994 | 1.424 | 0.774 | -0.266 | -1.356 | -2.476 | -3.416 | -4.426 | -6.116 | -8.666 | -11.306 | -13.856 | -16.216 | -29.106 | -37.706 | -41.916
Swansea North 132 kV | Hirwaun 33kV | Aberdare | Primary | 11 | -3.4536 | 51.7134 | Leading the Way | Thermal headroom (MW) | 2.404 | 2.024 | 1.304 | 0.414 | -0.576 | -2.436 | -4.246 | -6.246 | -8.136 | -10.466 | -13.206 | -16.086 | -18.876 | -21.506 | -23.856 | -30.836 | -33.196 | -34.226
Swansea North 132 kV | Hirwaun 33kV | Aberdare | Primary | 11 | -3.4536 | 51.7134 | Steady Progression | Thermal headroom (MW) | 2.404 | 2.624 | 2.624 | 2.564 | 2.494 | 2.204 | 1.894 | 1.524 | 1.104 | 0.584 | -0.166 | -0.946 | -1.786 | -2.666 | -3.556 | -8.456 | -13.076 | -15.276
Swansea North 132 kV | Hirwaun 33kV | Aberdare | Primary | 11 | -3.4536 | 51.7134 | System Transformation | Thermal headroom (MW) | 2.404 | 2.454 | 2.244 | 1.974 | 1.684 | 1.264 | 0.704 | 0.024 | -0.656 | -1.406 | -2.406 | -3.496 | -4.586 | -5.636 | -6.546 | -11.546 | -14.026 | -14.496
Swansea North 132 kV | Hirwaun 33kV | Aberdare | Primary | 11 | -3.4536 | 51.7134 | WPD Best View | Thermal headroom (MW) | 2.404 | 2.024 | 1.304 | 0.414 | -0.576 | -2.436 | -4.246 | -6.246 | -8.136 | -10.466 | -13.206 | -16.086 | -18.876 | -21.506 | -23.856 | -30.836 | -33.196 | -34.226
Swansea North 132 kV | Hirwaun 33kV | Aberpergwm | Primary | 11 | -3.6399 | 51.7391 | Consumer Transformation | Thermal headroom (MW) | 18.39 | 18.38 | 18.27 | 18.11 | 17.89 | 17.6 | 17.31 | 17.06 | 16.79 | 16.5 | 15.81 | 14.94 | 14.09 | 13.27 | 12.5 | 7.46 | 4.71 | 3.51
Swansea North 132 kV | Hirwaun 33kV | Aberpergwm | Primary | 11 | -3.6399 | 51.7391 | Leading the Way | Thermal headroom (MW) | 18.39 | 18.29 | 18.07 | 17.82 | 17.49 | 16.84 | 16.23 | 15.62 | 14.92 | 14.12 | 13.34 | 12.5 | 11.67 | 10.88 | 10.15 | 7.11 | 6.14 | 5.84
Swansea North 132 kV | Hirwaun 33kV | Aberpergwm | Primary | 11 | -3.6399 | 51.7391 | Steady Progression | Thermal headroom (MW) | 18.39 | 18.46 | 18.47 | 18.47 | 18.46 | 18.33 | 18.19 | 18.06 | 17.89 | 17.72 | 17.45 | 17.18 | 16.88 | 16.57 | 16.25 | 13.51 | 11.75 | 10.71
Swansea North 132 kV | Hirwaun 33kV | Aberpergwm | Primary | 11 | -3.6399 | 51.7391 | System Transformation | Thermal headroom (MW) | 18.39 | 18.42 | 18.37 | 18.3 | 18.22 | 18.1 | 17.96 | 17.83 | 17.67 | 17.49 | 17.17 | 16.84 | 16.52 | 16.2 | 15.92 | 13.12 | 11.5 | 11.03
Swansea North 132 kV | Hirwaun 33kV | Aberpergwm | Primary | 11 | -3.6399 | 51.7391 | WPD Best View | Thermal headroom (MW) | 18.39 | 18.45 | 18.46 | 18.45 | 18.42 | 18.27 | 18.12 | 17.97 | 17.79 | 17.6 | 17.32 | 17.03 | 16.74 | 16.43 | 16.12 | 13.36 | 11.6 | 10.53
Swansea North 132 kV | Hirwaun 33kV | Hirwaun Primary | Primary | 11 | -3.5365 | 51.7414 | Consumer Transformation | Thermal headroom (MW) | 5.288 | 5.068 | 4.938 | 4.248 | 3.918 | 3.388 | 2.858 | 2.308 | 1.608 | 1.008 | 0.078 | -0.872 | -1.812 | -2.902 | -3.782 | -8.962 | -11.612 | -12.782
Swansea North 132 kV | Hirwaun 33kV | Hirwaun Primary | Primary | 11 | -3.5365 | 51.7414 | Leading the Way | Thermal headroom (MW) | 5.288 | 4.908 | 4.608 | 3.638 | 3.208 | 2.358 | 1.558 | 0.698 | -0.442 | -1.322 | -2.222 | -3.272 | -4.232 | -5.462 | -6.282 | -9.772 | -10.992 | -11.342
Swansea North 132 kV | Hirwaun 33kV | Hirwaun Primary | Primary | 11 | -3.5365 | 51.7414 | Steady Progression | Thermal headroom (MW) | 5.288 | 5.188 | 5.168 | 4.738 | 4.668 | 4.408 | 4.168 | 3.878 | 3.438 | 3.108 | 2.788 | 2.448 | 2.088 | 1.528 | 1.108 | -1.712 | -3.632 | -4.412
Swansea North 132 kV | Hirwaun 33kV | Hirwaun Primary | Primary | 11 | -3.5365 | 51.7414 | System Transformation | Thermal headroom (MW) | 5.288 | 5.138 | 5.088 | 4.538 | 4.418 | 4.168 | 3.928 | 3.678 | 3.238 | 2.988 | 2.628 | 2.108 | 1.668 | 1.008 | 0.468 | -2.872 | -4.052 | -4.222
Swansea North 132 kV | Hirwaun 33kV | Hirwaun Primary | Primary | 11 | -3.5365 | 51.7414 | WPD Best View | Thermal headroom (MW) | 5.288 | 4.908 | 4.608 | 3.638 | 3.208 | 2.358 | 1.558 | 0.698 | -0.442 | -1.322 | -2.222 | -3.272 | -4.232 | -5.462 | -6.282 | -9.772 | -10.992 | -11.342
Swansea North 132 kV | Hirwaun 33kV | Maerdy | Primary | 11 | -4.4254 | 50.9536 | Consumer Transformation | Thermal headroom (MW) | 5.415 | 5.435 | 5.435 | 5.425 | 5.405 | 5.355 | 5.325 | 5.275 | 5.235 | 5.165 | 5.055 | 4.935 | 4.825 | 4.675 | 4.535 | 3.775 | 3.215 | 2.945
Swansea North 132 kV | Hirwaun 33kV | Maerdy | Primary | 11 | -4.4254 | 50.9536 | Leading the Way | Thermal headroom (MW) | 5.415 | 5.405 | 5.375 | 5.345 | 5.305 | 5.215 | 5.135 | 5.045 | 4.965 | 4.865 | 4.745 | 4.565 | 4.385 | 4.215 | 4.075 | 3.675 | 3.585 | 3.565
Swansea North 132 kV | Hirwaun 33kV | Maerdy | Primary | 11 | -4.4254 | 50.9536 | Steady Progression | Thermal headroom (MW) | 5.415 | 5.455 | 5.485 | 5.505 | 5.515 | 5.525 | 5.525 | 5.535 | 5.535 | 5.535 | 5.515 | 5.475 | 5.425 | 5.385 | 5.355 | 5.075 | 4.885 | 4.755
Swansea North 132 kV | Hirwaun 33kV | Maerdy | Primary | 11 | -4.4254 | 50.9536 | System Transformation | Thermal headroom (MW) | 5.415 | 5.445 | 5.445 | 5.445 | 5.445 | 5.425 | 5.405 | 5.395 | 5.365 | 5.335 | 5.295 | 5.225 | 5.155 | 5.095 | 5.045 | 4.805 | 4.775 | 4.825
Swansea North 132 kV | Hirwaun 33kV | Maerdy | Primary | 11 | -4.4254 | 50.9536 | WPD Best View | Thermal headroom (MW) | 5.415 | 5.405 | 5.375 | 5.345 | 5.305 | 5.215 | 5.135 | 5.045 | 4.965 | 4.865 | 4.745 | 4.565 | 4.385 | 4.215 | 4.075 | 3.675 | 3.585 | 3.565
Swansea North 132 kV | Hirwaun 33kV | Ynysfeio | Primary | 11 | -3.5256 | 51.6697 | Consumer Transformation | Thermal headroom (MW) | 6.25 | 6.22 | 6.06 | 5.75 | 5.35 | 4.65 | 3.95 | 3.24 | 2.66 | 1.76 | -0.18 | -2.1 | -4.03 | -5.95 | -7.82 | -16.7 | -23.67 | -27.34
Swansea North 132 kV | Hirwaun 33kV | Ynysfeio | Primary | 11 | -3.5256 | 51.6697 | Leading the Way | Thermal headroom (MW) | 6.25 | 5.94 | 5.49 | 4.83 | 4.05 | 2.85 | 1.57 | 0.13 | -1.18 | -2.8 | -4.75 | -6.74 | -8.71 | -10.62 | -12.45 | -17.33 | -19.01 | -19.91
Swansea North 132 kV | Hirwaun 33kV | Ynysfeio | Primary | 11 | -3.5256 | 51.6697 | Steady Progression | Thermal headroom (MW) | 6.25 | 6.39 | 6.42 | 6.4 | 6.35 | 6.21 | 6.07 | 5.9 | 5.7 | 5.4 | 4.95 | 4.5 | 4 | 3.48 | 2.96 | -1.42 | -5.93 | -8.17
Swansea North 132 kV | Hirwaun 33kV | Ynysfeio | Primary | 11 | -3.5256 | 51.6697 | System Transformation | Thermal headroom (MW) | 6.25 | 6.25 | 6.13 | 5.93 | 5.71 | 5.39 | 5 | 4.55 | 4.15 | 3.62 | 2.97 | 2.28 | 1.56 | 0.86 | 0.13 | -4.95 | -6.85 | -7.25
Swansea North 132 kV | Hirwaun 33kV | Ynysfeio | Primary | 11 | -3.5256 | 51.6697 | WPD Best View | Thermal headroom (MW) | 6.25 | 5.94 | 5.49 | 4.83 | 4.05 | 2.85 | 1.57 | 0.13 | -1.18 | -2.8 | -4.75 | -6.74 | -8.71 | -10.62 | -12.45 | -17.33 | -19.01 | -19.91
Swansea North 132 kV | Lampeter 33kV | Aberaeron | Primary | 11 | -4.2563 | 52.2335 | Consumer Transformation | Thermal headroom (MW) | -0.35 | -0.36 | -0.37 | -0.44 | -0.51 | -0.84 | -1.15 | -1.46 | -1.8 | -2.2 | -3.05 | -3.89 | -4.73 | -5.55 | -6.32 | -8.44 | -9.33 | -9.52
Swansea North 132 kV | Lampeter 33kV | Aberaeron | Primary | 11 | -4.2563 | 52.2335 | Leading the Way | Thermal headroom (MW) | -0.35 | -0.38 | -0.49 | -0.61 | -0.75 | -1.26 | -1.74 | -2.33 | -3.15 | -4.03 | -4.82 | -5.72 | -6.71 | -7.73 | -8.66 | -10.95 | -12.13 | -12.77
Swansea North 132 kV | Lampeter 33kV | Aberaeron | Primary | 11 | -4.2563 | 52.2335 | Steady Progression | Thermal headroom (MW) | -0.35 | -0.35 | -0.38 | -0.41 | -0.44 | -0.6 | -0.75 | -0.9 | -1.1 | -1.35 | -1.7 | -1.97 | -2.25 | -2.53 | -2.88 | -5.61 | -7.35 | -8.24
Swansea North 132 kV | Lampeter 33kV | Aberaeron | Primary | 11 | -4.2563 | 52.2335 | System Transformation | Thermal headroom (MW) | -0.35 | -0.39 | -0.43 | -0.49 | -0.55 | -0.6 | -0.69 | -0.81 | -0.97 | -1.1 | -1.49 | -1.74 | -2.53 | -3.24 | -4.04 | -7.57 | -9.9 | -10.43
Swansea North 132 kV | Lampeter 33kV | Aberaeron | Primary | 11 | -4.2563 | 52.2335 | WPD Best View | Thermal headroom (MW) | -0.35 | -0.35 | -0.38 | -0.41 | -0.44 | -0.6 | -0.75 | -0.9 | -1.1 | -1.35 | -1.7 | -1.97 | -2.25 | -2.53 | -2.88 | -5.61 | -7.35 | -8.24
Swansea North 132 kV | Lampeter 33kV | Lampeter Primary | Primary | 11 | -4.0898 | 52.0962 | Consumer Transformation | Thermal headroom (MW) | 5.97 | 6.01 | 5.97 | 5.89 | 5.69 | 5.13 | 4.56 | 3.99 | 3.26 | 2.46 | 1.35 | -0.13 | -1.61 | -2.66 | -3.7 | -8.66 | -10.86 | -11.73
Swansea North 132 kV | Lampeter 33kV | Lampeter Primary | Primary | 11 | -4.0898 | 52.0962 | Leading the Way | Thermal headroom (MW) | 5.97 | 5.95 | 5.84 | 5.68 | 5.4 | 4.61 | 3.66 | 2.48 | 1.04 | -0.2 | -0.99 | -2.32 | -3.59 | -4.44 | -5.16 | -8.59 | -9.79 | -9.93
Swansea North 132 kV | Lampeter 33kV | Lampeter Primary | Primary | 11 | -4.0898 | 52.0962 | Steady Progression | Thermal headroom (MW) | 5.97 | 6.06 | 6.07 | 6.08 | 6.04 | 5.75 | 5.41 | 5.07 | 4.67 | 4.31 | 3.7 | 3 | 2.31 | 1.62 | 0.93 | -4.15 | -6.38 | -7.34
Swansea North 132 kV | Lampeter 33kV | Lampeter Primary | Primary | 11 | -4.0898 | 52.0962 | System Transformation | Thermal headroom (MW) | 5.97 | 6.01 | 5.98 | 5.92 | 5.81 | 5.64 | 5.46 | 5.25 | 4.94 | 4.68 | 4.3 | 3.9 | 3.49 | 2.63 | 1.63 | -3.4 | -6.7 | -7.4
Swansea North 132 kV | Lampeter 33kV | Lampeter Primary | Primary | 11 | -4.0898 | 52.0962 | WPD Best View | Thermal headroom (MW) | 5.97 | 6.06 | 6.07 | 6.08 | 6.04 | 5.75 | 5.41 | 5.07 | 4.67 | 4.31 | 3.7 | 3 | 2.31 | 1.62 | 0.93 | -4.15 | -6.38 | -7.34
Swansea North 132 kV | Lampeter 33kV | Llanfihangel Ystrad | Primary | 11 | -4.1588 | 52.1767 | Consumer Transformation | Thermal headroom (MW) | 4.59 | 4.73 | 4.78 | 4.82 | 4.82 | 4.58 | 4.33 | 4.09 | 3.87 | 3.64 | 3.3 | 2.59 | 1.74 | 1.28 | 0.82 | -1.73 | -2.73 | -2.99
Swansea North 132 kV | Lampeter 33kV | Llanfihangel Ystrad | Primary | 11 | -4.1588 | 52.1767 | Leading the Way | Thermal headroom (MW) | 4.59 | 4.7 | 4.72 | 4.72 | 4.65 | 4.27 | 3.87 | 3.32 | 2.55 | 1.74 | 1.51 | 0.67 | -0.25 | -0.83 | -1.36 | -3.71 | -5.12 | -5.86
Swansea North 132 kV | Lampeter 33kV | Llanfihangel Ystrad | Primary | 11 | -4.1588 | 52.1767 | Steady Progression | Thermal headroom (MW) | 4.59 | 4.73 | 4.78 | 4.83 | 4.87 | 4.77 | 4.67 | 4.56 | 4.4 | 4.2 | 3.89 | 3.65 | 3.4 | 3.11 | 2.82 | -0.08 | -1.31 | -1.85
Swansea North 132 kV | Lampeter 33kV | Llanfihangel Ystrad | Primary | 11 | -4.1588 | 52.1767 | System Transformation | Thermal headroom (MW) | 4.59 | 4.67 | 4.7 | 4.71 | 4.71 | 4.69 | 4.64 | 4.56 | 4.47 | 4.39 | 4.08 | 3.91 | 3.61 | 3.06 | 2.45 | -0.37 | -3.03 | -3.67
Swansea North 132 kV | Lampeter 33kV | Llanfihangel Ystrad | Primary | 11 | -4.1588 | 52.1767 | WPD Best View | Thermal headroom (MW) | 4.59 | 4.73 | 4.78 | 4.83 | 4.87 | 4.77 | 4.67 | 4.56 | 4.4 | 4.2 | 3.89 | 3.65 | 3.4 | 3.11 | 2.82 | -0.08 | -1.31 | -1.85
Swansea North 132 kV | Lampeter 33kV | Llanllwni | Primary | 11 | -4.2352 | 52.0472 | Consumer Transformation | Thermal headroom (MW) | 2.16 | 2.21 | 2.24 | 2.26 | 2.24 | 1.77 | 1.31 | 0.88 | 0.48 | 0.08 | -0.48 | -1.01 | -1.63 | -2.25 | -2.83 | -5 | -5.84 | -6.29
Swansea North 132 kV | Lampeter 33kV | Llanllwni | Primary | 11 | -4.2352 | 52.0472 | Leading the Way | Thermal headroom (MW) | 2.16 | 2.18 | 2.18 | 2.17 | 2.06 | 1.21 | 0.38 | -0.57 | -1.94 | -3.4 | -3.78 | -4.41 | -5.28 | -6.24 | -7.16 | -10.01 | -12.04 | -13.8
Swansea North 132 kV | Lampeter 33kV | Llanllwni | Primary | 11 | -4.2352 | 52.0472 | Steady Progression | Thermal headroom (MW) | 2.16 | 2.13 | 2.07 | 2.01 | 1.93 | 1.6 | 1.28 | 0.97 | 0.66 | 0.29 | -0.24 | -0.63 | -1.02 | -1.44 | -1.85 | -4.6 | -5.25 | -5.57
Swansea North 132 kV | Lampeter 33kV | Llanllwni | Primary | 11 | -4.2352 | 52.0472 | System Transformation | Thermal headroom (MW) | 2.16 | 2.06 | 1.99 | 1.9 | 1.78 | 1.64 | 1.5 | 1.33 | 1.15 | 1.02 | 0.47 | 0.2 | -0.36 | -0.71 | -1.26 | -4.01 | -6.89 | -8.22
Swansea North 132 kV | Lampeter 33kV | Llanllwni | Primary | 11 | -4.2352 | 52.0472 | WPD Best View | Thermal headroom (MW) | 2.16 | 2.13 | 2.07 | 2.01 | 1.93 | 1.6 | 1.28 | 0.97 | 0.66 | 0.29 | -0.24 | -0.63 | -1.02 | -1.44 | -1.85 | -4.6 | -5.25 | -5.57
Swansea North 132 kV | Lampeter 33kV | Pont Ar Annell | Primary | 11 | -3.9525 | 52.0298 | Consumer Transformation | Thermal headroom (MW) | 6.39 | 6.41 | 6.41 | 6.4 | 6.39 | 6.27 | 6.14 | 6 | 5.85 | 5.71 | 5.5 | 5.28 | 5.05 | 4.81 | 4.6 | 3.4 | 2.89 | 2.56
Swansea North 132 kV | Lampeter 33kV | Pont Ar Annell | Primary | 11 | -3.9525 | 52.0298 | Leading the Way | Thermal headroom (MW) | 6.39 | 6.39 | 6.38 | 6.36 | 6.31 | 6.07 | 5.77 | 5.42 | 4.84 | 4.2 | 4.02 | 3.72 | 3.32 | 2.88 | 2.46 | 1.02 | -0.03 | -0.93
Swansea North 132 kV | Lampeter 33kV | Pont Ar Annell | Primary | 11 | -3.9525 | 52.0298 | Steady Progression | Thermal headroom (MW) | 6.39 | 6.41 | 6.41 | 6.41 | 6.41 | 6.29 | 6.19 | 6.08 | 5.97 | 5.82 | 5.6 | 5.45 | 5.29 | 5.12 | 4.96 | 3.79 | 3.4 | 3.26
Swansea North 132 kV | Lampeter 33kV | Pont Ar Annell | Primary | 11 | -3.9525 | 52.0298 | System Transformation | Thermal headroom (MW) | 6.39 | 6.36 | 6.34 | 6.31 | 6.27 | 6.22 | 6.16 | 6.09 | 6 | 5.93 | 5.69 | 5.59 | 5.36 | 5.24 | 5.02 | 3.76 | 2.47 | 1.86
Swansea North 132 kV | Lampeter 33kV | Pont Ar Annell | Primary | 11 | -3.9525 | 52.0298 | WPD Best View | Thermal headroom (MW) | 6.39 | 6.41 | 6.41 | 6.41 | 6.41 | 6.29 | 6.19 | 6.08 | 5.97 | 5.82 | 5.6 | 5.45 | 5.29 | 5.12 | 4.96 | 3.79 | 3.4 | 3.26
Swansea North 132 kV | Lampeter 33kV | Tregaron | Primary | 11 | -3.9371 | 52.2147 | Consumer Transformation | Thermal headroom (MW) | 2.01 | 2.04 | 2.03 | 1.98 | 1.87 | 1.21 | 0.33 | -0.47 | -1.44 | -2.19 | -3.03 | -4.21 | -5.4 | -6.24 | -7.06 | -10.86 | -12.03 | -12.35
Swansea North 132 kV | Lampeter 33kV | Tregaron | Primary | 11 | -3.9371 | 52.2147 | Leading the Way | Thermal headroom (MW) | 2.01 | 2.01 | 1.95 | 1.87 | 1.7 | 0.68 | -0.82 | -2.31 | -4.09 | -5.47 | -6.11 | -7.27 | -8.49 | -9.37 | -10.16 | -13.15 | -14.56 | -15.2
Swansea North 132 kV | Lampeter 33kV | Tregaron | Primary | 11 | -3.9371 | 52.2147 | Steady Progression | Thermal headroom (MW) | 2.01 | 2.05 | 2.05 | 2.05 | 2.02 | 1.53 | 0.96 | 0.47 | -0.1 | -0.67 | -1.4 | -2.02 | -2.69 | -3.36 | -4.01 | -8.41 | -9.94 | -10.46
Swansea North 132 kV | Lampeter 33kV | Tregaron | Primary | 11 | -3.9371 | 52.2147 | System Transformation | Thermal headroom (MW) | 2.01 | 1.98 | 1.94 | 1.88 | 1.79 | 1.4 | 0.82 | 0.31 | -0.25 | -0.55 | -1.2 | -1.74 | -2.41 | -3.32 | -4.29 | -8.83 | -11.88 | -12.56
Swansea North 132 kV | Lampeter 33kV | Tregaron | Primary | 11 | -3.9371 | 52.2147 | WPD Best View | Thermal headroom (MW) | 2.01 | 2.05 | 2.05 | 2.05 | 2.02 | 1.53 | 0.96 | 0.47 | -0.1 | -0.67 | -1.4 | -2.02 | -2.69 | -3.36 | -4.01 | -8.41 | -9.94 | -10.46
Swansea North 132 kV | Llanarth 33kV | Llanarth Primary | Primary | 11 | -4.3211 | 52.1885 | Consumer Transformation | Thermal headroom (MW) | 9.67 | 9.7 | 9.67 | 9.6 | 9.43 | 8.92 | 8.43 | 7.97 | 7.45 | 6.8 | 5.97 | 4.8 | 3.62 | 2.81 | 1.98 | -1.61 | -3.16 | -3.75
Swansea North 132 kV | Llanarth 33kV | Llanarth Primary | Primary | 11 | -4.3211 | 52.1885 | Leading the Way | Thermal headroom (MW) | 9.67 | 9.65 | 9.55 | 9.43 | 9.17 | 8.48 | 7.63 | 6.59 | 5.21 | 3.83 | 3.27 | 2.19 | 1 | 0.19 | -0.56 | -3.81 | -5.53 | -6.5
Swansea North 132 kV | Llanarth 33kV | Llanarth Primary | Primary | 11 | -4.3211 | 52.1885 | Steady Progression | Thermal headroom (MW) | 9.67 | 9.72 | 9.72 | 9.71 | 9.66 | 9.34 | 9.02 | 8.69 | 8.34 | 7.93 | 7.25 | 6.67 | 6.1 | 5.45 | 4.8 | 0.21 | -1.51 | -2.3
Swansea North 132 kV | Llanarth 33kV | Llanarth Primary | Primary | 11 | -4.3211 | 52.1885 | System Transformation | Thermal headroom (MW) | 9.67 | 9.64 | 9.59 | 9.52 | 9.39 | 9.26 | 9.11 | 8.92 | 8.71 | 8.52 | 8.06 | 7.72 | 7.26 | 6.44 | 5.49 | 0.9 | -2.91 | -4.01
Swansea North 132 kV | Llanarth 33kV | Llanarth Primary | Primary | 11 | -4.3211 | 52.1885 | WPD Best View | Thermal headroom (MW) | 9.67 | 9.72 | 9.72 | 9.71 | 9.66 | 9.34 | 9.02 | 8.69 | 8.34 | 7.93 | 7.25 | 6.67 | 6.1 | 5.45 | 4.8 | 0.21 | -1.51 | -2.3
Swansea North 132 kV | Llanelli 11kV | Llanelli Primary | Primary | 11 | -4.1721 | 51.6772 | Consumer Transformation | Thermal headroom (MW) | 13.73 | 13.76 | 13.49 | 13.09 | 12.52 | 11.44 | 10.34 | 9.28 | 8.22 | 7.1 | 4.56 | 1.66 | -1.2 | -3.95 | -6.64 | -20.78 | -30.85 | -36.23
Swansea North 132 kV | Llanelli 11kV | Llanelli Primary | Primary | 11 | -4.1721 | 51.6772 | Leading the Way | Thermal headroom (MW) | 13.73 | 13.4 | 12.74 | 11.98 | 10.91 | 9 | 7.16 | 5.14 | 2.86 | 0.35 | -2.71 | -5.82 | -8.89 | -11.81 | -14.53 | -23.32 | -26.84 | -29.09
Swansea North 132 kV | Llanelli 11kV | Llanelli Primary | Primary | 11 | -4.1721 | 51.6772 | Steady Progression | Thermal headroom (MW) | 13.73 | 14.06 | 14.15 | 14.21 | 14.22 | 13.88 | 13.51 | 13.11 | 12.61 | 12 | 11.25 | 10.48 | 9.67 | 8.8 | 7.93 | 1.87 | -4.1 | -7.2
Swansea North 132 kV | Llanelli 11kV | Llanelli Primary | Primary | 11 | -4.1721 | 51.6772 | System Transformation | Thermal headroom (MW) | 13.73 | 13.88 | 13.76 | 13.62 | 13.4 | 13.06 | 12.62 | 12.04 | 11.39 | 10.68 | 9.67 | 8.61 | 7.54 | 6.5 | 5.54 | -1.24 | -4.27 | -5.05
Swansea North 132 kV | Llanelli 11kV | Llanelli Primary | Primary | 11 | -4.1721 | 51.6772 | WPD Best View | Thermal headroom (MW) | 13.73 | 14.06 | 14.15 | 14.21 | 14.22 | 13.88 | 13.51 | 13.11 | 12.61 | 12 | 11.25 | 10.48 | 9.67 | 8.8 | 7.93 | 1.87 | -4.1 | -7.2
Swansea North 132 kV | Morriston A 11kV | Morriston Primary | Primary | 11 | -3.9137 | 51.6669 | Consumer Transformation | Thermal headroom (MW) | -2.78 | -2.62 | -2.83 | -3.17 | -3.71 | -4.66 | -5.72 | -6.81 | -8.11 | -9.44 | -12.37 | -16.35 | -20.37 | -24.29 | -28.06 | -48.07 | -59.9 | -65.14
Swansea North 132 kV | Morriston A 11kV | Morriston Primary | Primary | 11 | -3.9137 | 51.6669 | Leading the Way | Thermal headroom (MW) | -2.78 | -3.01 | -3.63 | -4.34 | -5.22 | -7.21 | -9.46 | -11.79 | -14.71 | -18.32 | -22.28 | -26.55 | -30.8 | -34.93 | -38.76 | -51.3 | -55.87 | -57.04
Swansea North 132 kV | Morriston A 11kV | Morriston Primary | Primary | 11 | -3.9137 | 51.6669 | Steady Progression | Thermal headroom (MW) | -2.78 | -2.2 | -1.94 | -1.72 | -1.55 | -1.81 | -2.12 | -2.48 | -3 | -3.59 | -4.44 | -5.33 | -6.32 | -7.37 | -8.45 | -18.13 | -25.52 | -28.94
Swansea North 132 kV | Morriston A 11kV | Morriston Primary | Primary | 11 | -3.9137 | 51.6669 | System Transformation | Thermal headroom (MW) | -2.78 | -2.41 | -2.4 | -2.38 | -2.46 | -2.7 | -3.03 | -3.45 | -4.26 | -5.12 | -6.23 | -7.79 | -9.38 | -10.93 | -12.36 | -23.82 | -28.81 | -29.79
Swansea North 132 kV | Morriston A 11kV | Morriston Primary | Primary | 11 | -3.9137 | 51.6669 | WPD Best View | Thermal headroom (MW) | -2.78 | -3.01 | -3.63 | -4.34 | -5.22 | -7.2 | -9.43 | -11.73 | -14.62 | -18.21 | -22.16 | -26.37 | -30.57 | -34.65 | -38.43 | -50.88 | -55.49 | -56.71
Swansea North 132 kV | Rhos 33kV | Blaenporth | Primary | 11 | -4.5246 | 52.1114 | Consumer Transformation | Thermal headroom (MW) | 3.82 | 3.87 | 3.87 | 3.85 | 3.8 | 3.25 | 2.82 | 2.36 | 1.84 | 0.87 | -0.35 | -1.58 | -2.91 | -4.23 | -5.54 | -10.96 | -11.95 | -11.92
Swansea North 132 kV | Rhos 33kV | Blaenporth | Primary | 11 | -4.5246 | 52.1114 | Leading the Way | Thermal headroom (MW) | 3.82 | 3.82 | 3.78 | 3.71 | 3.59 | 2.72 | 1.89 | 0.88 | -0.37 | -2.29 | -3.42 | -4.71 | -6.13 | -7.64 | -9.08 | -15.06 | -16.12 | -16.56
Swansea North 132 kV | Rhos 33kV | Blaenporth | Primary | 11 | -4.5246 | 52.1114 | Steady Progression | Thermal headroom (MW) | 3.82 | 3.87 | 3.87 | 3.87 | 3.82 | 3.37 | 3.02 | 2.68 | 2.28 | 1.61 | 0.65 | -0.24 | -1.37 | -2.55 | -3.76 | -10.47 | -11.71 | -12.13
Swansea North 132 kV | Rhos 33kV | Blaenporth | Primary | 11 | -4.5246 | 52.1114 | System Transformation | Thermal headroom (MW) | 3.82 | 3.79 | 3.76 | 3.71 | 3.63 | 3.4 | 3.28 | 3.15 | 2.98 | 2.58 | 1.72 | 0.85 | -0.21 | -1.22 | -2.34 | -8.98 | -12.41 | -13.15
Swansea North 132 kV | Rhos 33kV | Blaenporth | Primary | 11 | -4.5246 | 52.1114 | WPD Best View | Thermal headroom (MW) | 3.82 | 3.87 | 3.87 | 3.87 | 3.82 | 3.37 | 3.02 | 2.68 | 2.28 | 1.61 | 0.65 | -0.24 | -1.37 | -2.55 | -3.76 | -10.47 | -11.71 | -12.13
Swansea North 132 kV | Rhos 33kV | Bridell | Primary | 11 | -4.6597 | 52.0503 | Consumer Transformation | Thermal headroom (MW) | 4.143 | 4.183 | 4.163 | 4.123 | 4.043 | 3.593 | 3.223 | 2.783 | 2.283 | 1.733 | 0.573 | -0.587 | -1.767 | -2.917 | -4.037 | -7.407 | -8.787 | -9.157
Swansea North 132 kV | Rhos 33kV | Bridell | Primary | 11 | -4.6597 | 52.0503 | Leading the Way | Thermal headroom (MW) | 4.143 | 4.143 | 4.083 | 4.003 | 3.863 | 3.163 | 2.413 | 1.453 | 0.273 | -0.997 | -1.857 | -2.907 | -4.057 | -5.157 | -6.247 | -9.637 | -11.247 | -12.027
Swansea North 132 kV | Rhos 33kV | Bridell | Primary | 11 | -4.6597 | 52.0503 | Steady Progression | Thermal headroom (MW) | 4.143 | 4.183 | 4.173 | 4.163 | 4.143 | 3.773 | 3.473 | 3.153 | 2.843 | 2.443 | 1.813 | 1.243 | 0.663 | 0.083 | -0.507 | -5.157 | -7.267 | -8.477
Swansea North 132 kV | Rhos 33kV | Bridell | Primary | 11 | -4.6597 | 52.0503 | System Transformation | Thermal headroom (MW) | 4.143 | 4.123 | 4.073 | 4.023 | 3.943 | 3.753 | 3.613 | 3.413 | 3.223 | 3.033 | 2.593 | 1.943 | 1.133 | 0.263 | -0.677 | -5.777 | -9.617 | -10.947
Swansea North 132 kV | Rhos 33kV | Bridell | Primary | 11 | -4.6597 | 52.0503 | WPD Best View | Thermal headroom (MW) | 4.143 | 4.183 | 4.173 | 4.133 | 4.053 | 3.623 | 3.263 | 2.833 | 2.333 | 1.793 | 0.633 | -0.527 | -1.687 | -2.837 | -3.947 | -7.287 | -8.557 | -8.907
Swansea North 132 kV | Rhos 33kV | Cardigan | Primary | 11 | -4.6516 | 52.0841 | Consumer Transformation | Thermal headroom (MW) | 4.302 | 4.362 | 4.342 | 4.292 | 4.172 | 3.702 | 3.352 | 3.002 | 2.342 | 1.592 | 0.092 | -1.418 | -2.928 | -4.378 | -5.798 | -11.058 | -13.588 | -14.368
Swansea North 132 kV | Rhos 33kV | Cardigan | Primary | 11 | -4.6516 | 52.0841 | Leading the Way | Thermal headroom (MW) | 4.302 | 4.262 | 4.132 | 3.992 | 3.782 | 2.972 | 2.232 | 1.232 | -0.028 | -1.188 | -2.538 | -3.928 | -5.338 | -6.648 | -7.848 | -11.448 | -12.388 | -12.128
Swansea North 132 kV | Rhos 33kV | Cardigan | Primary | 11 | -4.6516 | 52.0841 | Steady Progression | Thermal headroom (MW) | 4.302 | 4.422 | 4.482 | 4.522 | 4.542 | 4.322 | 4.162 | 3.952 | 3.662 | 3.382 | 2.862 | 2.292 | 1.682 | 1.082 | 0.452 | -4.268 | -7.158 | -8.568
Swansea North 132 kV | Rhos 33kV | Cardigan | Primary | 11 | -4.6516 | 52.0841 | System Transformation | Thermal headroom (MW) | 4.302 | 4.372 | 4.362 | 4.362 | 4.322 | 4.162 | 4.062 | 3.932 | 3.692 | 3.492 | 3.162 | 2.602 | 1.612 | 0.622 | -0.438 | -5.688 | -8.378 | -8.718
Swansea North 132 kV | Rhos 33kV | Cardigan | Primary | 11 | -4.6516 | 52.0841 | WPD Best View | Thermal headroom (MW) | 4.302 | 4.422 | 4.472 | 4.512 | 4.512 | 4.262 | 4.082 | 3.852 | 3.542 | 3.242 | 2.712 | 2.112 | 1.482 | 0.862 | 0.202 | -4.608 | -7.628 | -9.118
Swansea North 132 kV | Rhos 33kV | Newcastle Emlyn South | Primary | 11 | -4.4714 | 52.0362 | Consumer Transformation | Thermal headroom (MW) | 7.94 | 8.03 | 8.02 | 7.97 | 7.89 | 7.38 | 6.87 | 6.3 | 5.73 | 4.95 | 3.83 | 2.75 | 1.65 | 0.56 | -0.49 | -4.28 | -5.94 | -6.5
Swansea North 132 kV | Rhos 33kV | Newcastle Emlyn South | Primary | 11 | -4.4714 | 52.0362 | Leading the Way | Thermal headroom (MW) | 7.94 | 7.98 | 7.91 | 7.79 | 7.6 | 6.78 | 5.64 | 4.29 | 2.41 | 0.46 | -0.23 | -1.2 | -2.33 | -3.51 | -4.62 | -9.04 | -11.19 | -12.94
Swansea North 132 kV | Rhos 33kV | Newcastle Emlyn South | Primary | 11 | -4.4714 | 52.0362 | Steady Progression | Thermal headroom (MW) | 7.94 | 8.02 | 8.02 | 8.01 | 8 | 7.53 | 7.07 | 6.59 | 6.1 | 5.44 | 4.53 | 3.77 | 2.97 | 2.09 | 1.2 | -4.53 | -6.84 | -7.81
Swansea North 132 kV | Rhos 33kV | Newcastle Emlyn South | Primary | 11 | -4.4714 | 52.0362 | System Transformation | Thermal headroom (MW) | 7.94 | 7.9 | 7.83 | 7.73 | 7.61 | 7.48 | 7.32 | 7.13 | 6.9 | 6.69 | 5.99 | 5.56 | 4.89 | 4.33 | 3.44 | -2.55 | -7.42 | -9.17
Swansea North 132 kV | Rhos 33kV | Newcastle Emlyn South | Primary | 11 | -4.4714 | 52.0362 | WPD Best View | Thermal headroom (MW) | 7.94 | 8.03 | 8.03 | 8.03 | 8.02 | 7.58 | 7.12 | 6.65 | 6.17 | 5.54 | 4.62 | 3.86 | 3.04 | 2.15 | 1.25 | -4.39 | -6.74 | -7.71
Swansea North 132 kV | Rhos 33kV | Rhos Primary | Primary | 11 | -4.3619 | 52.0061 | Consumer Transformation | Thermal headroom (MW) | 8.33 | 8.39 | 8.4 | 8.35 | 8.24 | 7.52 | 6.68 | 5.82 | 4.75 | 3.64 | 2.23 | 0.83 | -0.57 | -1.95 | -3.28 | -8.73 | -11 | -12.47
Swansea North 132 kV | Rhos 33kV | Rhos Primary | Primary | 11 | -4.3619 | 52.0061 | Leading the Way | Thermal headroom (MW) | 8.33 | 8.35 | 8.29 | 8.2 | 8.01 | 6.83 | 5.17 | 3.39 | 1.32 | -0.84 | -1.78 | -2.88 | -4.12 | -5.25 | -6.36 | -11.78 | -14.29 | -16.1
Swansea North 132 kV | Rhos 33kV | Rhos Primary | Primary | 11 | -4.3619 | 52.0061 | Steady Progression | Thermal headroom (MW) | 8.33 | 8.38 | 8.36 | 8.33 | 8.22 | 7.51 | 6.79 | 6.09 | 5.22 | 4.33 | 3.3 | 2.32 | 1.33 | 0.28 | -0.8 | -7.49 | -10.03 | -11.55
Swansea North 132 kV | Rhos 33kV | Rhos Primary | Primary | 11 | -4.3619 | 52.0061 | System Transformation | Thermal headroom (MW) | 8.33 | 8.3 | 8.24 | 8.15 | 8.02 | 7.83 | 7.56 | 7.31 | 6.98 | 6.7 | 6.04 | 5.41 | 4.52 | 3.76 | 2.89 | -3.85 | -8.96 | -10.78
Swansea North 132 kV | Rhos 33kV | Rhos Primary | Primary | 11 | -4.3619 | 52.0061 | WPD Best View | Thermal headroom (MW) | 8.33 | 8.38 | 8.36 | 8.33 | 8.22 | 7.51 | 6.79 | 6.09 | 5.22 | 4.33 | 3.3 | 2.32 | 1.33 | 0.28 | -0.8 | -7.48 | -10.02 | -11.54
Swansea North 132 kV | Swansea North 33kV | Swansea North 33kV | Bulk Supply Point | 33 | -3.9604 | 51.6841 | Consumer Transformation | Thermal headroom (MW) |  | 57.9544 |  | 56.1613 | 54.8961 | 53.3155 | 52.1826 | 50.9342 | 49.5655 |  | 45.953 | 43.3756 |  |  | 35.3046 | 20.2155 | 11.7456
Swansea North 132 kV | Swansea North 33kV | Swansea North 33kV | Bulk Supply Point | 33 | -3.9604 | 51.6841 | Leading the Way | Thermal headroom (MW) | 58.41 | 57.6696 | 56.5067 | 55.1264 | 53.6243 |  | 49.4242 | 46.9855 |  | 41.584 | 39.0942 |  | 33.2465 | 30.7072 | 28.3712 | 18.9512 |  | 14.5099
Swansea North 132 kV | Swansea North 33kV | Swansea North 33kV | Bulk Supply Point | 33 | -3.9604 | 51.6841 | Steady Progression | Thermal headroom (MW) | 58.41 | 58.3769 | 58.1611 | 57.921 | 57.6467 | 57.0148 | 56.4607 | 55.7419 | 54.915 | 54.0587 | 52.9655 | 51.8432 | 50.6377 | 49.4045 | 48.1811 | 40.0439 | 34.988 | 32.5419
Swansea North 132 kV | Swansea North 33kV | Swansea North 33kV | Bulk Supply Point | 33 | -3.9604 | 51.6841 | System Transformation | Thermal headroom (MW) | 58.41 | 58.187 | 57.749 | 57.2986 | 56.7742 | 56.1735 | 55.7066 |  | 54.1054 | 53.2706 |  | 51.1837 | 50.1049 | 48.6195 | 47.2168 | 38.8736 | 34.0072 | 32.8632
Swansea North 132 kV | Swansea North 33kV | Swansea North 33kV | Bulk Supply Point | 33 | -3.9604 | 51.6841 | WPD Best View | Thermal headroom (MW) | 58.41 | 57.6696 |  | 55.1264 | 53.6243 |  | 49.4242 | 46.9855 |  |  | 39.0942 |  |  | 30.7072 |  | 18.9512 |  | 14.5099
Swansea North 132 kV | Swansea North 33kV | Clase | Primary | 11 | -3.9449 | 51.6663 | Consumer Transformation | Thermal headroom (MW) | 5.13 | 4.95 | 4.68 | 4.36 | 3.94 | 3.52 | 3.34 | 3.05 | 2.71 | 2.48 | 2.18 | 1.9 | 1.53 | 1.08 | 0.69 | -1.53 | -2.62 | -2.98
Swansea North 132 kV | Swansea North 33kV | Clase | Primary | 11 | -3.9449 | 51.6663 | Leading the Way | Thermal headroom (MW) | 5.13 | 4.89 | 4.56 | 4.19 | 3.76 | 3.28 | 3.02 | 2.52 | 1.98 | 1.63 | 1.27 | 0.78 | 0.32 | -0.11 | -0.44 | -1.61 | -1.92 | -1.92
Swansea North 132 kV | Swansea North 33kV | Clase | Primary | 11 | -3.9449 | 51.6663 | Steady Progression | Thermal headroom (MW) | 5.13 | 5.05 | 4.95 | 4.84 | 4.71 | 4.57 | 4.49 | 4.34 | 4.16 | 4.04 | 3.87 | 3.71 | 3.54 | 3.37 | 3.2 | 2.46 | 2.23 | 2.11
Swansea North 132 kV | Swansea North 33kV | Clase | Primary | 11 | -3.9449 | 51.6663 | System Transformation | Thermal headroom (MW) | 5.13 | 5.01 | 4.86 | 4.71 | 4.53 | 4.36 | 4.28 | 4.08 | 3.8 | 3.65 | 3.47 | 3.27 | 3.08 | 2.9 | 2.75 | 2.1 | 1.79 | 1.77
Swansea North 132 kV | Swansea North 33kV | Clase | Primary | 11 | -3.9449 | 51.6663 | WPD Best View | Thermal headroom (MW) | 5.13 | 4.89 | 4.56 | 4.19 | 3.76 | 3.28 | 3.02 | 2.52 | 1.98 | 1.63 | 1.27 | 0.78 | 0.32 | -0.11 | -0.44 | -1.61 | -1.92 | -1.92
Swansea North 132 kV | Swansea North 33kV | Garngoch | Primary | 11 | -4.0187 | 51.6625 | Consumer Transformation | Thermal headroom (MW) | 18.99 | 19.01 | 18.8 | 18.51 | 18.13 | 17.7 | 17.59 | 17.54 | 17.37 | 17.22 | 16.99 | 16.81 | 16.37 | 15.82 | 15.28 | 12.09 | 10.63 | 10.61
Swansea North 132 kV | Swansea North 33kV | Garngoch | Primary | 11 | -4.0187 | 51.6625 | Leading the Way | Thermal headroom (MW) | 18.99 | 18.92 | 18.63 | 18.27 | 17.87 | 17.32 | 17.08 | 16.92 | 16.64 | 16.29 | 15.83 | 15.22 | 14.68 | 14.17 | 13.74 | 12.06 | 12.14 | 12.96
Swansea North 132 kV | Swansea North 33kV | Garngoch | Primary | 11 | -4.0187 | 51.6625 | Steady Progression | Thermal headroom (MW) | 18.99 | 19.15 | 19.16 | 19.16 | 19.15 | 19.06 | 19.07 | 19.1 | 19.1 | 19.1 | 19.05 | 19.03 | 19.01 | 18.99 | 18.97 | 18.3 | 17.15 | 16.91
Swansea North 132 kV | Swansea North 33kV | Garngoch | Primary | 11 | -4.0187 | 51.6625 | System Transformation | Thermal headroom (MW) | 18.99 | 19.09 | 19.03 | 18.96 | 18.89 | 18.76 | 18.78 | 18.82 | 18.78 | 18.75 | 18.71 | 18.68 | 18.68 | 18.68 | 18.69 | 17.17 | 16.66 | 16.98
Swansea North 132 kV | Swansea North 33kV | Garngoch | Primary | 11 | -4.0187 | 51.6625 | WPD Best View | Thermal headroom (MW) | 18.99 | 18.92 | 18.63 | 18.27 | 17.87 | 17.32 | 17.08 | 16.92 | 16.64 | 16.29 | 15.83 | 15.22 | 14.68 | 14.17 | 13.74 | 12.06 | 12.14 | 12.96
Swansea North 132 kV | Swansea North 33kV | Lime Street Gorseinon | Primary | 11 | -4.0379 | 51.6686 | Consumer Transformation | Thermal headroom (MW) | 26.27 | 25.79 | 25.17 | 24.4 | 23.5 | 22.41 | 21.42 | 20.43 | 19.41 | 18.25 | 16.34 | 13.77 | 11.16 | 9.01 | 6.93 | -7.08 | -15.77 | -20.02
Swansea North 132 kV | Swansea North 33kV | Lime Street Gorseinon | Primary | 11 | -4.0379 | 51.6686 | Leading the Way | Thermal headroom (MW) | 26.27 | 25.53 | 24.52 | 23.34 | 22.13 | 20.28 | 18.53 | 16.53 | 14.53 | 12.22 | 9.85 | 7.1 | 4.33 | 2 | -0.2 | -8.84 | -13.01 | -15.21
Swansea North 132 kV | Swansea North 33kV | Lime Street Gorseinon | Primary | 11 | -4.0379 | 51.6686 | Steady Progression | Thermal headroom (MW) | 26.27 | 26.15 | 25.96 | 25.76 | 25.56 | 25.08 | 24.56 | 23.98 | 23.33 | 22.57 | 21.68 | 20.81 | 19.87 | 18.89 | 17.92 | 11.63 | 7.01 | 4.54
Swansea North 132 kV | Swansea North 33kV | Lime Street Gorseinon | Primary | 11 | -4.0379 | 51.6686 | System Transformation | Thermal headroom (MW) | 26.27 | 26 | 25.62 | 25.26 | 24.86 | 24.37 | 23.85 | 23.25 | 22.53 | 21.73 | 20.76 | 19.76 | 18.75 | 17.31 | 15.92 | 9.42 | 5.63 | 4.29
Swansea North 132 kV | Swansea North 33kV | Lime Street Gorseinon | Primary | 11 | -4.0379 | 51.6686 | WPD Best View | Thermal headroom (MW) | 26.27 | 25.53 | 24.52 | 23.34 | 22.13 | 20.28 | 18.53 | 16.53 | 14.53 | 12.22 | 9.85 | 7.1 | 4.33 | 2 | -0.2 | -8.84 | -13.01 | -15.21
Swansea North 132 kV | Swansea North 33kV | Llanrhidian | Primary | 11 | -4.1762 | 51.607 | Consumer Transformation | Thermal headroom (MW) | 3.43 | 3.5 | 3.51 | 3.49 | 3.44 | 3.2 | 2.94 | 2.69 | 2.44 | 2.1 | 1.5 | 0.91 | 0.32 | -0.32 | -0.95 | -3.59 | -4.86 | -5.19
Swansea North 132 kV | Swansea North 33kV | Llanrhidian | Primary | 11 | -4.1762 | 51.607 | Leading the Way | Thermal headroom (MW) | 3.43 | 3.48 | 3.46 | 3.41 | 3.33 | 2.98 | 2.54 | 2.02 | 1.34 | 0.58 | 0.15 | -0.29 | -0.72 | -1.11 | -1.54 | -3.65 | -4.06 | -4.02
Swansea North 132 kV | Swansea North 33kV | Llanrhidian | Primary | 11 | -4.1762 | 51.607 | Steady Progression | Thermal headroom (MW) | 3.43 | 3.52 | 3.56 | 3.59 | 3.6 | 3.48 | 3.34 | 3.16 | 2.96 | 2.73 | 2.41 | 2.03 | 1.61 | 1.2 | 0.78 | -2.41 | -4.02 | -4.72
Swansea North 132 kV | Swansea North 33kV | Llanrhidian | Primary | 11 | -4.1762 | 51.607 | System Transformation | Thermal headroom (MW) | 3.43 | 3.5 | 3.5 | 3.5 | 3.48 | 3.44 | 3.39 | 3.32 | 3.22 | 3.09 | 2.91 | 2.71 | 2.51 | 2.14 | 1.78 | -1.35 | -3.38 | -3.79
Swansea North 132 kV | Swansea North 33kV | Llanrhidian | Primary | 11 | -4.1762 | 51.607 | WPD Best View | Thermal headroom (MW) | 3.43 | 3.48 | 3.46 | 3.41 | 3.33 | 2.98 | 2.54 | 2.02 | 1.34 | 0.58 | 0.15 | -0.29 | -0.72 | -1.11 | -1.54 | -3.65 | -4.06 | -4.02
Swansea North 132 kV | Swansea North 33kV | Swansea North Local | Primary | 11 | -3.964 | 51.6842 | Consumer Transformation | Thermal headroom (MW) | 14 | 14 | 14 | 14 | 14 | 14 | 14 | 14 | 14 | 14 | 14 | 14 | 14 | 14 | 14 | 14 | 14 | 14
Swansea North 132 kV | Swansea North 33kV | Swansea North Local | Primary | 11 | -3.964 | 51.6842 | Leading the Way | Thermal headroom (MW) | 14 | 14 | 14 | 14 | 14 | 14 | 14 | 14 | 14 | 14 | 14 | 14 | 14 | 14 | 14 | 14 | 14 | 14
Swansea North 132 kV | Swansea North 33kV | Swansea North Local | Primary | 11 | -3.964 | 51.6842 | Steady Progression | Thermal headroom (MW) | 14 | 14 | 14 | 14 | 14 | 14 | 14 | 14 | 14 | 14 | 14 | 14 | 14 | 14 | 14 | 14 | 14 | 14
Swansea North 132 kV | Swansea North 33kV | Swansea North Local | Primary | 11 | -3.964 | 51.6842 | System Transformation | Thermal headroom (MW) | 14 | 14 | 14 | 14 | 14 | 14 | 14 | 14 | 14 | 14 | 14 | 14 | 14 | 14 | 14 | 14 | 14 | 14
Swansea North 132 kV | Swansea North 33kV | Swansea North Local | Primary | 11 | -3.964 | 51.6842 | WPD Best View | Thermal headroom (MW) | 14 | 14 | 14 | 14 | 14 | 14 | 14 | 14 | 14 | 14 | 14 | 14 | 14 | 14 | 14 | 14 | 14 | 14
Swansea North 132 kV | Swansea West 33kV | Swansea West 33kV | Bulk Supply Point | 33 | -3.9811 | 51.6281 | Consumer Transformation | Thermal headroom (MW) | 29.7 | 29.3327 | 28.0352 | 26.4578 | 24.0619 | 20.5425 | 17.0747 | 13.63 | 10.1034 | 6.1862 | -1.1497 | -10.078 | -19.4672 | -28.5265 | -37.5282 | -85.4106 | -116.5628 | -131.6231
Swansea North 132 kV | Swansea West 33kV | Swansea West 33kV | Bulk Supply Point | 33 | -3.9811 | 51.6281 | Leading the Way | Thermal headroom (MW) | 29.7 | 28.3563 | 25.9204 | 23.1558 | 19.4343 | 13.0864 | 6.8758 | -0.012645 | -7.9116 | -17.0673 | -25.342 | -34.4511 | -43.8901 | -52.7789 | -61.2211 | -90.1678 | -101.0953 | -104.9121
Swansea North 132 kV | Swansea West 33kV | Swansea West 33kV | Bulk Supply Point | 33 | -3.9811 | 51.6281 | Steady Progression | Thermal headroom (MW) | 29.7 | 30.5383 | 30.6916 | 30.7996 | 30.7132 | 29.4781 | 28.081 | 26.3599 | 24.3475 | 21.821 | 18.5854 | 15.3054 | 11.7471 | 7.9883 | 4.2223 | -19.9637 | -35.8584 | -43.3054
Swansea North 132 kV | Swansea West 33kV | Swansea West 33kV | Bulk Supply Point | 33 | -3.9811 | 51.6281 | System Transformation | Thermal headroom (MW) | 29.7 | 29.8871 | 29.2951 | 28.7643 | 27.8961 | 26.5894 | 25.0406 | 23.1731 | 20.9906 | 18.4946 | 15.164 | 11.8698 | 8.3538 | 4.4885 | 0.49846 | -22.5207 | -35.9317 | -39.9927
Swansea North 132 kV | Swansea West 33kV | Swansea West 33kV | Bulk Supply Point | 33 | -3.9811 | 51.6281 | WPD Best View | Thermal headroom (MW) | 29.7 | 28.3563 | 25.9204 | 23.1558 | 19.4343 | 13.0864 | 6.8758 | -0.012645 | -7.9116 | -17.0673 | -25.342 | -34.4511 | -43.8901 | -52.7789 | -61.2211 | -90.1678 | -101.0953 | -104.9121
Swansea North 132 kV | Swansea West 33kV | Bishopston | Primary | 11 | -4.0472 | 51.5872 | Consumer Transformation | Thermal headroom (MW) | 12 | 11.98 | 11.89 | 11.77 | 11.6 | 11.37 | 11.13 | 10.89 | 10.65 | 10.41 | 10.14 | 9.69 | 9.17 | 8.65 | 8.14 | 4.68 | 2.73 | 1.83
Swansea North 132 kV | Swansea West 33kV | Bishopston | Primary | 11 | -4.0472 | 51.5872 | Leading the Way | Thermal headroom (MW) | 12 | 11.94 | 11.79 | 11.61 | 11.38 | 10.91 | 10.45 | 9.97 | 9.53 | 8.95 | 8.45 | 7.92 | 7.37 | 6.83 | 6.33 | 4.13 | 3.2 | 2.79
Swansea North 132 kV | Swansea West 33kV | Bishopston | Primary | 11 | -4.0472 | 51.5872 | Steady Progression | Thermal headroom (MW) | 12 | 12.07 | 12.09 | 12.09 | 12.08 | 11.96 | 11.84 | 11.69 | 11.53 | 11.34 | 11.1 | 10.87 | 10.61 | 10.33 | 10.06 | 8.36 | 7.58 | 7.16
Swansea North 132 kV | Swansea West 33kV | Bishopston | Primary | 11 | -4.0472 | 51.5872 | System Transformation | Thermal headroom (MW) | 12 | 12.03 | 11.99 | 11.95 | 11.88 | 11.79 | 11.68 | 11.55 | 11.4 | 11.22 | 11.01 | 10.78 | 10.55 | 10.33 | 10.12 | 8.78 | 7.81 | 7.4
Swansea North 132 kV | Swansea West 33kV | Bishopston | Primary | 11 | -4.0472 | 51.5872 | WPD Best View | Thermal headroom (MW) | 12 | 11.94 | 11.79 | 11.61 | 11.38 | 10.91 | 10.45 | 9.97 | 9.53 | 8.95 | 8.45 | 7.92 | 7.37 | 6.83 | 6.33 | 4.13 | 3.2 | 2.79
Swansea North 132 kV | Swansea West 33kV | Ravenhill | Primary | 11 | -3.9723 | 51.6458 | Consumer Transformation | Thermal headroom (MW) | 2.7 | 2.35 | 1.81 | 1.25 | 0.43 | -0.71 | -1.58 | -2.44 | -3.3 | -4.23 | -6.57 | -9.38 | -12.22 | -14.61 | -16.96 | -31.17 | -40.13 | -43.93
Swansea North 132 kV | Swansea West 33kV | Ravenhill | Primary | 11 | -3.9723 | 51.6458 | Leading the Way | Thermal headroom (MW) | 2.7 | 1.97 | 1.04 | -0.03 | -1.37 | -3.39 | -5.05 | -6.94 | -8.89 | -11.07 | -13.63 | -16.63 | -19.61 | -22.14 | -24.51 | -32.38 | -35.59 | -36.5
Swansea North 132 kV | Swansea West 33kV | Ravenhill | Primary | 11 | -3.9723 | 51.6458 | Steady Progression | Thermal headroom (MW) | 2.7 | 2.69 | 2.58 | 2.49 | 2.32 | 1.91 | 1.6 | 1.25 | 0.83 | 0.32 | -0.41 | -1.13 | -1.9 | -2.69 | -3.5 | -9.11 | -14.09 | -16.59
Swansea North 132 kV | Swansea West 33kV | Ravenhill | Primary | 11 | -3.9723 | 51.6458 | System Transformation | Thermal headroom (MW) | 2.7 | 2.52 | 2.21 | 1.95 | 1.59 | 1.07 | 0.6 | 0.06 | -0.54 | -1.2 | -2.17 | -3.17 | -4.16 | -5.49 | -6.76 | -12.65 | -15.9 | -16.76
Swansea North 132 kV | Swansea West 33kV | Ravenhill | Primary | 11 | -3.9723 | 51.6458 | WPD Best View | Thermal headroom (MW) | 2.7 | 1.97 | 1.04 | -0.03 | -1.37 | -3.39 | -5.05 | -6.94 | -8.89 | -11.07 | -13.63 | -16.63 | -19.61 | -22.14 | -24.51 | -32.38 | -35.59 | -36.5
Swansea North 132 kV | Swansea West 33kV | Sketty Park | Primary | 11 | -3.9931 | 51.616 | Consumer Transformation | Thermal headroom (MW) | 3.61 | 3.49 | 3.26 | 2.96 | 2.48 | 1.84 | 1.18 | 0.53 | -0.12 | -0.79 | -1.82 | -3.2 | -4.72 | -6.24 | -7.73 | -17.23 | -23.3 | -25.95
Swansea North 132 kV | Swansea West 33kV | Sketty Park | Primary | 11 | -3.9931 | 51.616 | Leading the Way | Thermal headroom (MW) | 3.61 | 3.28 | 2.8 | 2.23 | 1.48 | 0.27 | -0.91 | -2.13 | -3.37 | -4.87 | -6.42 | -8.07 | -9.76 | -11.41 | -12.95 | -18.92 | -21.29 | -22.27
Swansea North 132 kV | Swansea West 33kV | Sketty Park | Primary | 11 | -3.9931 | 51.616 | Steady Progression | Thermal headroom (MW) | 3.61 | 3.76 | 3.79 | 3.82 | 3.82 | 3.61 | 3.34 | 3 | 2.6 | 2.12 | 1.54 | 0.93 | 0.28 | -0.4 | -1.1 | -5.33 | -8.4 | -10.04
Swansea North 132 kV | Swansea West 33kV | Sketty Park | Primary | 11 | -3.9931 | 51.616 | System Transformation | Thermal headroom (MW) | 3.61 | 3.64 | 3.55 | 3.47 | 3.34 | 3.09 | 2.78 | 2.41 | 1.98 | 1.49 | 0.92 | 0.31 | -0.31 | -0.94 | -1.61 | -5.51 | -7.88 | -8.75
Swansea North 132 kV | Swansea West 33kV | Sketty Park | Primary | 11 | -3.9931 | 51.616 | WPD Best View | Thermal headroom (MW) | 3.61 | 3.28 | 2.8 | 2.23 | 1.48 | 0.27 | -0.91 | -2.13 | -3.37 | -4.87 | -6.42 | -8.07 | -9.76 | -11.41 | -12.95 | -18.92 | -21.29 | -22.27
Swansea North 132 kV | Swansea West 33kV | Swansea Trading Estate | Primary | 11 | -3.9891 | 51.6463 | Consumer Transformation | Thermal headroom (MW) | 8.91 | 9.05 | 9.1 | 9.14 | 9.18 | 9.1 | 8.97 | 8.83 | 8.65 | 8.39 | 7.1 | 5.82 | 4.49 | 3.21 | 1.82 | -0.44 | -4.75 | -8.05
Swansea North 132 kV | Swansea West 33kV | Swansea Trading Estate | Primary | 11 | -3.9891 | 51.6463 | Leading the Way | Thermal headroom (MW) | 8.91 | 8.99 | 9.02 | 9.01 | 8.88 | 8.68 | 8.41 | 8.03 | 7.01 | 5.85 | 5.47 | 4.75 | 3.79 | 2.78 | 1.84 | 0.89 | 0.46 | 0.36
Swansea North 132 kV | Swansea West 33kV | Swansea Trading Estate | Primary | 11 | -3.9891 | 51.6463 | Steady Progression | Thermal headroom (MW) | 8.91 | 9.1 | 9.21 | 9.32 | 9.43 | 9.52 | 9.55 | 9.59 | 9.62 | 9.48 | 9.32 | 9.28 | 9.23 | 9.11 | 9.04 | 8.27 | 7.79 | 7.81
Swansea North 132 kV | Swansea West 33kV | Swansea Trading Estate | Primary | 11 | -3.9891 | 51.6463 | System Transformation | Thermal headroom (MW) | 8.91 | 9.01 | 9.09 | 9.16 | 9.21 | 9.2 | 9.14 | 9.07 | 8.98 | 8.92 | 8.56 | 8.44 | 8.11 | 7.88 | 7.49 | 6.22 | 5.57 | 5.6
Swansea North 132 kV | Swansea West 33kV | Swansea Trading Estate | Primary | 11 | -3.9891 | 51.6463 | WPD Best View | Thermal headroom (MW) | 8.91 | 8.99 | 9.02 | 9.01 | 8.88 | 8.68 | 8.41 | 8.03 | 7.01 | 5.85 | 5.47 | 4.75 | 3.79 | 2.78 | 1.84 | 0.89 | 0.46 | 0.36
Swansea North 132 kV | Swansea West 33kV | Uplands Swansea | Primary | 11 | -3.9653 | 51.6179 | Consumer Transformation | Thermal headroom (MW) | 9.2 | 8.97 | 8.34 | 7.83 | 7.07 | 5.99 | 4.94 | 3.89 | 2.81 | 1.62 | -0.8 | -3.42 | -6.02 | -8.53 | -10.98 | -22.63 | -30.07 | -33.8
Swansea North 132 kV | Swansea West 33kV | Uplands Swansea | Primary | 11 | -3.9653 | 51.6179 | Leading the Way | Thermal headroom (MW) | 9.2 | 8.62 | 7.58 | 6.74 | 5.6 | 3.96 | 2.39 | 0.49 | -1.6 | -3.93 | -6.58 | -9.32 | -12.09 | -14.71 | -17.15 | -23.93 | -26.25 | -26.93
Swansea North 132 kV | Swansea West 33kV | Uplands Swansea | Primary | 11 | -3.9653 | 51.6179 | Steady Progression | Thermal headroom (MW) | 9.2 | 9.33 | 9.2 | 9.17 | 9.12 | 8.82 | 8.5 | 8.06 | 7.54 | 6.91 | 6.12 | 5.31 | 4.43 | 3.5 | 2.57 | -2.91 | -7.83 | -9.94
Swansea North 132 kV | Swansea West 33kV | Uplands Swansea | Primary | 11 | -3.9653 | 51.6179 | System Transformation | Thermal headroom (MW) | 9.2 | 9.14 | 8.77 | 8.57 | 8.29 | 7.87 | 7.39 | 6.81 | 6.16 | 5.38 | 4.48 | 3.49 | 2.52 | 1.51 | 0.47 | -5 | -7.19 | -7.7
Swansea North 132 kV | Swansea West 33kV | Uplands Swansea | Primary | 11 | -3.9653 | 51.6179 | WPD Best View | Thermal headroom (MW) | 9.2 | 8.62 | 7.58 | 6.74 | 5.6 | 3.96 | 2.39 | 0.49 | -1.6 | -3.93 | -6.58 | -9.32 | -12.09 | -14.71 | -17.15 | -23.93 | -26.25 | -26.93
Swansea North 132 kV | Swansea West 33kV | West Cross | Primary | 11 | -4.0017 | 51.588 | Consumer Transformation | Thermal headroom (MW) | 4.37 | 4.29 | 4.08 | 3.72 | 3.16 | 2.57 | 1.95 | 1.33 | 0.62 | -0.13 | -1.16 | -2.55 | -4.08 | -5.59 | -7.05 | -16.47 | -22.31 | -25.12
Swansea North 132 kV | Swansea West 33kV | West Cross | Primary | 11 | -4.0017 | 51.588 | Leading the Way | Thermal headroom (MW) | 4.37 | 4.09 | 3.66 | 3.03 | 2.21 | 1.03 | -0.11 | -1.32 | -2.76 | -4.37 | -6 | -7.7 | -9.41 | -11.06 | -12.61 | -17.89 | -19.96 | -20.85
Swansea North 132 kV | Swansea West 33kV | West Cross | Primary | 11 | -4.0017 | 51.588 | Steady Progression | Thermal headroom (MW) | 4.37 | 4.56 | 4.64 | 4.67 | 4.66 | 4.48 | 4.22 | 3.91 | 3.52 | 3.05 | 2.45 | 1.83 | 1.17 | 0.46 | -0.26 | -4.21 | -7.01 | -8.21
Swansea North 132 kV | Swansea West 33kV | West Cross | Primary | 11 | -4.0017 | 51.588 | System Transformation | Thermal headroom (MW) | 4.37 | 4.43 | 4.36 | 4.26 | 4.07 | 3.83 | 3.53 | 3.16 | 2.7 | 2.17 | 1.6 | 1.02 | 0.4 | -0.24 | -0.88 | -4.66 | -6.51 | -7.26
Swansea North 132 kV | Swansea West 33kV | West Cross | Primary | 11 | -4.0017 | 51.588 | WPD Best View | Thermal headroom (MW) | 4.37 | 4.09 | 3.66 | 3.03 | 2.21 | 1.03 | -0.11 | -1.32 | -2.76 | -4.37 | -6 | -7.7 | -9.41 | -11.06 | -12.61 | -17.89 | -19.96 | -20.85
Swansea North 132 kV | Tir John 33kV | Tir John 33kV | Bulk Supply Point | 33 | -3.8974 | 51.6252 | Consumer Transformation | Thermal headroom (MW) | 36.4 | 36.4121 | 35.4752 | 34.5704 | 32.7863 | 30.1297 | 27.2273 | 24.6343 | 21.4293 | 17.2309 | 5.1167 | -7.2707 | -19.6744 | -31.4973 | -43.9522 | -76.0065 | -111.9297 | -136.8576
Swansea North 132 kV | Tir John 33kV | Tir John 33kV | Bulk Supply Point | 33 | -3.8974 | 51.6252 | Leading the Way | Thermal headroom (MW) | 36.4 | 35.5405 | 33.7076 | 31.9792 | 28.4556 | 24.1759 | 19.403 | 13.5056 | 3.2662 | -7.5802 | -14.3603 | -23.3404 | -33.7081 | -43.8462 | -53.3105 | -68.3817 | -73.2877 | -74.5938
Swansea North 132 kV | Tir John 33kV | Tir John 33kV | Bulk Supply Point | 33 | -3.8974 | 51.6252 | Steady Progression | Thermal headroom (MW) | 36.4 | 37.3004 | 37.4971 | 37.8359 | 37.7268 | 37.2003 | 36.5445 | 36.0219 | 35.2105 | 33.6056 | 31.3235 | 29.9033 | 28.1489 | 26.0359 | 23.9629 | 9.239 | -1.2889 | -4.5432
Swansea North 132 kV | Tir John 33kV | Tir John 33kV | Bulk Supply Point | 33 | -3.8974 | 51.6252 | System Transformation | Thermal headroom (MW) | 36.4 | 36.3082 | 35.8506 | 35.5236 | 34.5025 | 33.6432 | 32.4092 | 31.2531 | 29.4549 | 27.9218 | 24.5425 | 22.4053 | 18.7993 | 15.6034 | 11.4031 | -7.0301 | -14.459 | -15.4011
Swansea North 132 kV | Tir John 33kV | Tir John 33kV | Bulk Supply Point | 33 | -3.8974 | 51.6252 | WPD Best View | Thermal headroom (MW) | 36.4 | 36.0759 | 34.8789 | 33.8642 | 31.7295 | 28.8945 | 25.7154 | 21.9225 | 15.377 | 8.2492 | 3.0345 | -2.8475 | -9.5492 | -16.354 | -22.5675 | -36.0306 | -41.6435 | -42.973
Swansea North 132 kV | Tir John 33kV | Gethin Street Swansea | Primary | 11 | -3.9496 | 51.6176 | Consumer Transformation | Thermal headroom (MW) | 15.19 | 15.2 | 14.89 | 14.73 | 14.35 | 13.7 | 12.9 | 12.49 | 11.95 | 11.07 | 9.86 | 8.66 | 7.49 | 6.41 | 5.36 | 1.85 | 0.97 | 0.57
Swansea North 132 kV | Tir John 33kV | Gethin Street Swansea | Primary | 11 | -3.9496 | 51.6176 | Leading the Way | Thermal headroom (MW) | 15.19 | 15.09 | 14.62 | 14.36 | 13.87 | 13.04 | 11.97 | 11.07 | 10.09 | 8.97 | 7.78 | 6.58 | 5.42 | 4.39 | 3.5 | 2.19 | 2.8 | 3.91
Swansea North 132 kV | Tir John 33kV | Gethin Street Swansea | Primary | 11 | -3.9496 | 51.6176 | Steady Progression | Thermal headroom (MW) | 15.19 | 15.35 | 15.31 | 15.38 | 15.36 | 15.16 | 14.83 | 14.7 | 14.55 | 14.35 | 14.09 | 13.79 | 13.35 | 12.86 | 12.3 | 9.04 | 7.18 | 7.03
Swansea North 132 kV | Tir John 33kV | Gethin Street Swansea | Primary | 11 | -3.9496 | 51.6176 | System Transformation | Thermal headroom (MW) | 15.19 | 15.28 | 15.14 | 15.12 | 15 | 14.75 | 14.22 | 14.08 | 13.91 | 13.68 | 13.33 | 12.77 | 12.15 | 11.52 | 10.78 | 7.93 | 7.83 | 8.41
Swansea North 132 kV | Tir John 33kV | Gethin Street Swansea | Primary | 11 | -3.9496 | 51.6176 | WPD Best View | Thermal headroom (MW) | 15.19 | 15.09 | 14.62 | 14.36 | 13.87 | 13.04 | 11.97 | 11.07 | 10.09 | 8.97 | 7.78 | 6.58 | 5.42 | 4.39 | 3.5 | 2.19 | 2.8 | 3.91
Swansea North 132 kV | Tir John 33kV | Jersey Marine | Primary | 11 | -3.8725 | 51.6239 | Consumer Transformation | Thermal headroom (MW) | 10.56 | 10.63 | 10.67 | 10.71 | 10.74 | 10.66 | 10.53 | 10.4 | 10.31 | 10.15 | 8.11 | 6.07 | 4.03 | 2 | -0.3 | -2.67 | -10.63 | -17.32
Swansea North 132 kV | Tir John 33kV | Jersey Marine | Primary | 11 | -3.8725 | 51.6239 | Leading the Way | Thermal headroom (MW) | 10.56 | 10.61 | 10.62 | 10.62 | 10.39 | 10.18 | 9.9 | 9.42 | 7.77 | 5.99 | 5.74 | 4.95 | 3.66 | 2.23 | 0.84 | 0.11 | -0.88 | -1.97
Swansea North 132 kV | Tir John 33kV | Jersey Marine | Primary | 11 | -3.8725 | 51.6239 | Steady Progression | Thermal headroom (MW) | 10.56 | 10.66 | 10.73 | 10.79 | 10.85 | 10.9 | 10.94 | 10.98 | 11.02 | 10.81 | 10.55 | 10.59 | 10.62 | 10.57 | 10.61 | 10.72 | 10.56 | 10.75
Swansea North 132 kV | Tir John 33kV | Jersey Marine | Primary | 11 | -3.8725 | 51.6239 | System Transformation | Thermal headroom (MW) | 10.56 | 10.48 | 10.49 | 10.48 | 10.43 | 10.42 | 10.36 | 10.27 | 10.17 | 10.14 | 9.64 | 9.67 | 9.28 | 9.23 | 8.87 | 8.01 | 7.09 | 6.51
Swansea North 132 kV | Tir John 33kV | Jersey Marine | Primary | 11 | -3.8725 | 51.6239 | WPD Best View | Thermal headroom (MW) | 10.56 | 10.64 | 10.69 | 10.73 | 10.65 | 10.58 | 10.49 | 10.3 | 9.5 | 8.52 | 8.27 | 7.89 | 7.26 | 6.52 | 5.84 | 5.54 | 4.79 | 4.36
Swansea North 132 kV | Tir John 33kV | Llandarcy | Primary | 11 | -3.8512 | 51.6497 | Consumer Transformation | Thermal headroom (MW) | 14.16 | 13.82 | 13.24 | 12.59 | 11.42 | 10.41 | 9.36 | 8.25 | 7.07 | 5.52 | 3.11 | 0.32 | -2.5 | -4.93 | -7.36 | -18.46 | -24.31 | -26.4
Swansea North 132 kV | Tir John 33kV | Llandarcy | Primary | 11 | -3.8512 | 51.6497 | Leading the Way | Thermal headroom (MW) | 14.16 | 13.57 | 12.71 | 11.83 | 10.15 | 8.5 | 6.76 | 4.7 | 2.57 | 0.22 | -2.28 | -5.29 | -8.28 | -10.83 | -13.21 | -19.04 | -20.89 | -20.66
Swansea North 132 kV | Tir John 33kV | Llandarcy | Primary | 11 | -3.8512 | 51.6497 | Steady Progression | Thermal headroom (MW) | 14.16 | 14.1 | 13.9 | 13.74 | 13.2 | 12.8 | 12.38 | 11.93 | 11.45 | 10.95 | 10.28 | 9.56 | 8.76 | 7.93 | 7.1 | 1.96 | -1.83 | -3.63
Swansea North 132 kV | Tir John 33kV | Llandarcy | Primary | 11 | -3.8512 | 51.6497 | System Transformation | Thermal headroom (MW) | 14.16 | 13.97 | 13.61 | 13.3 | 12.54 | 12.08 | 11.57 | 10.99 | 10.35 | 9.62 | 8.73 | 7.79 | 6.86 | 5.56 | 4.31 | -1.77 | -4.37 | -4.83
Swansea North 132 kV | Tir John 33kV | Llandarcy | Primary | 11 | -3.8512 | 51.6497 | WPD Best View | Thermal headroom (MW) | 14.16 | 14.1 | 13.9 | 13.73 | 13.19 | 12.79 | 12.37 | 11.92 | 11.43 | 10.93 | 10.26 | 9.53 | 8.73 | 7.9 | 7.06 | 1.82 | -1.98 | -3.77
Swansea North 132 kV | Tir John 33kV | Strand Swansea | Primary | 11 | -3.9407 | 51.6222 | Consumer Transformation | Thermal headroom (MW) | 7.91 | 7.91 | 7.73 | 7.52 | 7.18 | 6.56 | 5.91 | 5.23 | 4.51 | 3.24 | 0.2 | -2.83 | -5.89 | -8.84 | -11.81 | -21.08 | -29.46 | -34.94
Swansea North 132 kV | Tir John 33kV | Strand Swansea | Primary | 11 | -3.9407 | 51.6222 | Leading the Way | Thermal headroom (MW) | 7.91 | 7.67 | 7.21 | 6.76 | 6.05 | 5.04 | 4 | 2.34 | -0.06 | -2.73 | -4.94 | -7.49 | -10.26 | -12.93 | -15.39 | -20.12 | -21.37 | -21.59
Swansea North 132 kV | Tir John 33kV | Strand Swansea | Primary | 11 | -3.9407 | 51.6222 | Steady Progression | Thermal headroom (MW) | 7.91 | 8.16 | 8.26 | 8.38 | 8.45 | 8.36 | 8.28 | 8.16 | 7.97 | 7.58 | 7 | 6.55 | 6.07 | 5.51 | 4.78 | -0.63 | -4.81 | -6.48
Swansea North 132 kV | Tir John 33kV | Strand Swansea | Primary | 11 | -3.9407 | 51.6222 | System Transformation | Thermal headroom (MW) | 7.91 | 7.94 | 7.87 | 7.81 | 7.67 | 7.49 | 7.29 | 6.98 | 6.55 | 6.1 | 5.27 | 4.67 | 3.83 | 2.79 | 1.54 | -4.44 | -6.71 | -6.93
Swansea North 132 kV | Tir John 33kV | Strand Swansea | Primary | 11 | -3.9407 | 51.6222 | WPD Best View | Thermal headroom (MW) | 7.91 | 7.67 | 7.21 | 6.76 | 6.05 | 5.04 | 4 | 2.34 | -0.06 | -2.73 | -4.94 | -7.49 | -10.26 | -12.93 | -15.39 | -20.12 | -21.37 | -21.59
Swansea North 132 kV | Tir John 33kV | Swansea Waterfront | Primary | 11 | -3.9201 | 51.6211 | Consumer Transformation | Thermal headroom (MW) | 30.7 | 30.68 | 30.58 | 30.45 | 30.23 | 29.79 | 29.37 | 28.94 | 28.12 | 27.42 | 24.62 | 21.83 | 19.04 | 16.32 | 13.36 | 8.25 | -0.76 | -7.93
Swansea North 132 kV | Tir John 33kV | Swansea Waterfront | Primary | 11 | -3.9201 | 51.6211 | Leading the Way | Thermal headroom (MW) | 30.7 | 30.56 | 30.36 | 30.11 | 29.55 | 28.92 | 28.28 | 27.38 | 24.72 | 22.24 | 21.28 | 19.75 | 17.74 | 15.61 | 13.63 | 11.28 | 10.19 | 9.36
Swansea North 132 kV | Tir John 33kV | Swansea Waterfront | Primary | 11 | -3.9201 | 51.6211 | Steady Progression | Thermal headroom (MW) | 30.7 | 30.83 | 30.9 | 30.97 | 31.02 | 30.97 | 30.94 | 30.91 | 30.68 | 30.28 | 29.76 | 29.56 | 29.32 | 28.99 | 28.73 | 26.44 | 24.88 | 24.31
Swansea North 132 kV | Tir John 33kV | Swansea Waterfront | Primary | 11 | -3.9201 | 51.6211 | System Transformation | Thermal headroom (MW) | 30.7 | 30.56 | 30.47 | 30.39 | 30.23 | 30.1 | 29.99 | 29.8 | 29.2 | 28.9 | 28.12 | 27.82 | 27.03 | 26.53 | 25.76 | 22.5 | 20.82 | 20.52
Swansea North 132 kV | Tir John 33kV | Swansea Waterfront | Primary | 11 | -3.9201 | 51.6211 | WPD Best View | Thermal headroom (MW) | 30.7 | 30.58 | 30.4 | 30.18 | 29.76 | 29.25 | 28.74 | 28.07 | 26.24 | 24.54 | 23.57 | 22.46 | 21.11 | 19.67 | 18.4 | 16.43 | 15.9 | 15.7
Swansea North 132 kV | Tir John 33kV | Tir John Primary | Primary | 6.6 | -3.8974 | 51.6252 | Consumer Transformation | Thermal headroom (MW) | 11.52 | 11.57 | 11.6 | 11.63 | 11.66 | 11.69 | 11.72 | 11.75 | 11.77 | 11.8 | 11.83 | 11.86 | 11.88 | 11.91 | 11.93 | 12.05 | 12.16 | 12.26
Swansea North 132 kV | Tir John 33kV | Tir John Primary | Primary | 6.6 | -3.8974 | 51.6252 | Leading the Way | Thermal headroom (MW) | 11.52 | 11.57 | 11.6 | 11.63 | 11.66 | 11.69 | 11.72 | 11.74 | 11.77 | 11.8 | 11.83 | 11.85 | 11.88 | 11.9 | 11.93 | 12.05 | 12.16 | 12.26
Swansea North 132 kV | Tir John 33kV | Tir John Primary | Primary | 6.6 | -3.8974 | 51.6252 | Steady Progression | Thermal headroom (MW) | 11.52 | 11.57 | 11.6 | 11.63 | 11.66 | 11.69 | 11.72 | 11.75 | 11.77 | 11.8 | 11.83 | 11.86 | 11.88 | 11.91 | 11.94 | 12.06 | 12.17 | 12.28
Swansea North 132 kV | Tir John 33kV | Tir John Primary | Primary | 6.6 | -3.8974 | 51.6252 | System Transformation | Thermal headroom (MW) | 11.52 | 11.57 | 11.6 | 11.63 | 11.66 | 11.69 | 11.72 | 11.75 | 11.77 | 11.8 | 11.83 | 11.86 | 11.88 | 11.91 | 11.94 | 12.06 | 12.17 | 12.27
Swansea North 132 kV | Tir John 33kV | Tir John Primary | Primary | 6.6 | -3.8974 | 51.6252 | WPD Best View | Thermal headroom (MW) | 11.52 | 11.57 | 11.6 | 11.63 | 11.66 | 11.69 | 11.72 | 11.74 | 11.77 | 11.8 | 11.83 | 11.85 | 11.88 | 11.9 | 11.93 | 12.05 | 12.16 | 12.26
Swansea North 132 kV | Tir John 33kV | Upper Bank | Primary | 11 | -3.9279 | 51.6406 | Consumer Transformation | Thermal headroom (MW) | 3.34 | 3.33 | 3.18 | 3.04 | 2.85 | 2.43 | 1.99 | 1.57 | 1.11 | 0.64 | -0.55 | -1.71 | -2.85 | -3.99 | -5.08 | -12.19 | -16.44 | -18.3
Swansea North 132 kV | Tir John 33kV | Upper Bank | Primary | 11 | -3.9279 | 51.6406 | Leading the Way | Thermal headroom (MW) | 3.34 | 2.96 | 2.5 | 2.04 | 1.59 | 0.76 | -0.09 | -1 | -1.86 | -2.84 | -4.04 | -5.3 | -6.53 | -7.74 | -8.9 | -13.05 | -14.31 | -14.63
Swansea North 132 kV | Tir John 33kV | Upper Bank | Primary | 11 | -3.9279 | 51.6406 | Steady Progression | Thermal headroom (MW) | 3.34 | 3.54 | 3.62 | 3.72 | 3.81 | 3.7 | 3.6 | 3.5 | 3.4 | 3.3 | 2.96 | 2.66 | 2.31 | 1.94 | 1.57 | -1.5 | -3.58 | -4.6
Swansea North 132 kV | Tir John 33kV | Upper Bank | Primary | 11 | -3.9279 | 51.6406 | System Transformation | Thermal headroom (MW) | 3.34 | 3.41 | 3.41 | 3.41 | 3.35 | 3.26 | 3.18 | 3.06 | 2.88 | 2.68 | 2.34 | 1.95 | 1.49 | 1.03 | 0.53 | -3.06 | -4.37 | -4.53
Swansea North 132 kV | Tir John 33kV | Upper Bank | Primary | 11 | -3.9279 | 51.6406 | WPD Best View | Thermal headroom (MW) | 3.34 | 2.96 | 2.5 | 2.04 | 1.59 | 0.76 | -0.09 | -1 | -1.86 | -2.84 | -4.04 | -5.3 | -6.53 | -7.74 | -8.9 | -13.05 | -14.31 | -14.63
Swansea North 132 kV | Travellers Rest 33kV | Abercrave | Primary | 11 | -3.691 | 51.7946 | Consumer Transformation | Thermal headroom (MW) | 10.01 | 10.07 | 10.08 | 10.09 | 10.07 | 9.74 | 9.44 | 9.18 | 8.94 | 8.66 | 8.19 | 7.74 | 7.25 | 6.76 | 6.27 | 4.39 | 3.66 | 3.45
Swansea North 132 kV | Travellers Rest 33kV | Abercrave | Primary | 11 | -3.691 | 51.7946 | Leading the Way | Thermal headroom (MW) | 10.01 | 10.02 | 9.99 | 9.95 | 9.86 | 9.21 | 8.61 | 7.98 | 7.18 | 6.29 | 6.02 | 5.64 | 5.12 | 4.57 | 4.04 | 2.08 | 1 | 0.2
Swansea North 132 kV | Travellers Rest 33kV | Abercrave | Primary | 11 | -3.691 | 51.7946 | Steady Progression | Thermal headroom (MW) | 10.01 | 10.02 | 9.98 | 9.94 | 9.89 | 9.63 | 9.39 | 9.14 | 8.9 | 8.63 | 8.23 | 7.92 | 7.6 | 7.27 | 6.95 | 4.71 | 3.97 | 3.79
Swansea North 132 kV | Travellers Rest 33kV | Abercrave | Primary | 11 | -3.691 | 51.7946 | System Transformation | Thermal headroom (MW) | 10.01 | 9.98 | 9.94 | 9.87 | 9.8 | 9.73 | 9.67 | 9.59 | 9.51 | 9.45 | 9.13 | 8.96 | 8.63 | 8.39 | 8.01 | 5.65 | 3.74 | 2.92
Swansea North 132 kV | Travellers Rest 33kV | Abercrave | Primary | 11 | -3.691 | 51.7946 | WPD Best View | Thermal headroom (MW) | 10.01 | 10.06 | 10.07 | 10.07 | 10.03 | 9.51 | 9.03 | 8.52 | 7.81 | 7.03 | 6.76 | 6.39 | 5.88 | 5.34 | 4.82 | 2.77 | 1.75 | 0.95
Swansea North 132 kV | Travellers Rest 33kV | Gwaun Cae Gurwen | Primary | 11 | -3.868 | 51.7892 | Consumer Transformation | Thermal headroom (MW) | 1.9 | 1.9 | 1.84 | 1.77 | 1.64 | 0.82 | 0.09 | -0.58 | -1.26 | -2.01 | -3.33 | -4.6 | -5.88 | -7.12 | -8.35 | -14.62 | -17.76 | -19.06
Swansea North 132 kV | Travellers Rest 33kV | Gwaun Cae Gurwen | Primary | 11 | -3.868 | 51.7892 | Leading the Way | Thermal headroom (MW) | 1.9 | 1.7 | 1.41 | 1.12 | 0.8 | -0.69 | -2.06 | -3.4 | -4.68 | -6.08 | -6.97 | -7.92 | -8.88 | -9.79 | -10.65 | -15.03 | -16.51 | -16.94
Swansea North 132 kV | Travellers Rest 33kV | Gwaun Cae Gurwen | Primary | 11 | -3.868 | 51.7892 | Steady Progression | Thermal headroom (MW) | 1.9 | 1.85 | 1.73 | 1.6 | 1.47 | 0.91 | 0.39 | -0.14 | -0.66 | -1.24 | -2.07 | -2.82 | -3.57 | -4.36 | -5.2 | -10.49 | -12.86 | -13.78
Swansea North 132 kV | Travellers Rest 33kV | Gwaun Cae Gurwen | Primary | 11 | -3.868 | 51.7892 | System Transformation | Thermal headroom (MW) | 1.9 | 1.86 | 1.74 | 1.62 | 1.48 | 1.3 | 1.15 | 0.96 | 0.76 | 0.51 | -0.04 | -0.68 | -1.3 | -1.95 | -2.64 | -7.85 | -11.21 | -12.48
Swansea North 132 kV | Travellers Rest 33kV | Gwaun Cae Gurwen | Primary | 11 | -3.868 | 51.7892 | WPD Best View | Thermal headroom (MW) | 1.9 | 1.85 | 1.73 | 1.6 | 1.47 | 0.91 | 0.39 | -0.14 | -0.66 | -1.24 | -2.07 | -2.82 | -3.57 | -4.36 | -5.2 | -10.49 | -12.86 | -13.78
Swansea North 132 kV | Travellers Rest 33kV | Pontardawe | Primary | 11 | -3.854 | 51.7182 | Consumer Transformation | Thermal headroom (MW) | 4.41 | 4.32 | 4.1 | 3.82 | 3.5 | 3.04 | 2.59 | 2.13 | 1.68 | 1.21 | 0.1 | -1.36 | -2.83 | -4.2 | -5.56 | -15.32 | -20.68 | -22.69
Swansea North 132 kV | Travellers Rest 33kV | Pontardawe | Primary | 11 | -3.854 | 51.7182 | Leading the Way | Thermal headroom (MW) | 4.41 | 4.15 | 3.76 | 3.29 | 2.74 | 1.64 | 0.56 | -0.56 | -1.88 | -3.29 | -4.75 | -6.31 | -7.86 | -9.39 | -10.75 | -16.4 | -18.29 | -18.6
Swansea North 132 kV | Travellers Rest 33kV | Pontardawe | Primary | 11 | -3.854 | 51.7182 | Steady Progression | Thermal headroom (MW) | 4.41 | 4.52 | 4.53 | 4.54 | 4.54 | 4.34 | 4.12 | 3.88 | 3.61 | 3.3 | 2.84 | 2.38 | 1.88 | 1.36 | 0.84 | -3.54 | -6.42 | -7.78
Swansea North 132 kV | Travellers Rest 33kV | Pontardawe | Primary | 11 | -3.854 | 51.7182 | System Transformation | Thermal headroom (MW) | 4.41 | 4.43 | 4.35 | 4.27 | 4.16 | 3.99 | 3.8 | 3.55 | 3.27 | 2.93 | 2.48 | 1.99 | 1.51 | 1.04 | 0.59 | -4.1 | -6.42 | -7.24
Swansea North 132 kV | Travellers Rest 33kV | Pontardawe | Primary | 11 | -3.854 | 51.7182 | WPD Best View | Thermal headroom (MW) | 4.41 | 4.48 | 4.44 | 4.41 | 4.34 | 4.04 | 3.72 | 3.37 | 2.98 | 2.54 | 2 | 1.47 | 0.86 | 0.07 | -0.71 | -5.27 | -8.06 | -9.31
Swansea North 132 kV | Travellers Rest 33kV | Travellers Rest Primary | Primary | 11 | -3.7555 | 51.7647 | Consumer Transformation | Thermal headroom (MW) | 4.6 | 4.4 | 3.99 | 3.61 | 3.28 | 2.03 | 0.84 | -0.3 | -1.42 | -2.69 | -4.87 | -7.02 | -9.13 | -11.24 | -13.32 | -24.79 | -30.57 | -32.97
Swansea North 132 kV | Travellers Rest 33kV | Travellers Rest Primary | Primary | 11 | -3.7555 | 51.7647 | Leading the Way | Thermal headroom (MW) | 4.6 | 4.02 | 3.2 | 2.46 | 1.79 | -0.45 | -2.63 | -4.79 | -6.86 | -9.14 | -10.87 | -12.72 | -14.57 | -16.36 | -18.06 | -25.42 | -27.84 | -28.38
Swansea North 132 kV | Travellers Rest 33kV | Travellers Rest Primary | Primary | 11 | -3.7555 | 51.7647 | Steady Progression | Thermal headroom (MW) | 4.6 | 4.52 | 4.32 | 4.12 | 3.96 | 3.22 | 2.47 | 1.68 | 0.89 | 0.06 | -1.1 | -2.18 | -3.33 | -4.53 | -5.74 | -13.64 | -17.05 | -18.99
Swansea North 132 kV | Travellers Rest 33kV | Travellers Rest Primary | Primary | 11 | -3.7555 | 51.7647 | System Transformation | Thermal headroom (MW) | 4.6 | 4.47 | 4.18 | 3.89 | 3.66 | 3.23 | 2.82 | 2.39 | 1.91 | 1.38 | 0.51 | -0.47 | -1.48 | -2.54 | -3.61 | -11.17 | -15.98 | -17.57
Swansea North 132 kV | Travellers Rest 33kV | Travellers Rest Primary | Primary | 11 | -3.7555 | 51.7647 | WPD Best View | Thermal headroom (MW) | 4.6 | 4.25 | 3.72 | 3.27 | 2.88 | 1.55 | 0.28 | -1.04 | -2.36 | -3.78 | -5.28 | -6.8 | -8.36 | -9.89 | -11.37 | -19.18 | -21.75 | -22.87
Swansea North 132 kV | Trostre 33kV | Trostre 33kV | Bulk Supply Point | 33 | -4.132 | 51.6758 | Consumer Transformation | Thermal headroom (MW) | 12.87 | 12.7657 | 12.0316 | 11.0128 | 9.8095 | 6.4634 | 3.3816 | 0.17101 |  | -7.041 | -13.4218 | -20.4286 | -27.571 | -34.3995 | -41.0049 | -78.177 |  | -114.3619
Swansea North 132 kV | Trostre 33kV | Trostre 33kV | Bulk Supply Point | 33 | -4.132 | 51.6758 | Leading the Way | Thermal headroom (MW) | 12.87 | 11.9629 | 10.317 | 8.4525 | 6.4167 | 0.4412 | -5.4803 | -11.707 | -18.572 | -26.7209 | -33.298 | -40.3996 | -47.3041 | -53.7926 | -59.9213 | -85.4631 | -96.8807 | -104.1643
Swansea North 132 kV | Trostre 33kV | Trostre 33kV | Bulk Supply Point | 33 | -4.132 | 51.6758 | Steady Progression | Thermal headroom (MW) | 12.87 | 13.4285 | 13.4745 | 13.5119 | 13.4988 | 11.6217 | 9.8401 | 7.8148 | 5.5655 | 3.1125 | 0.36593 | -2.2916 | -5.0163 | -8.179 | -11.3497 | -32.0968 | -45.2951 | -51.3865
Swansea North 132 kV | Trostre 33kV | Trostre 33kV | Bulk Supply Point | 33 | -4.132 | 51.6758 | System Transformation | Thermal headroom (MW) | 12.87 | 13.1078 | 12.7661 | 12.3864 | 11.9578 | 11.0355 | 10.16 | 8.9822 | 7.2745 | 5.3851 | 2.7076 | -0.078106 | -2.7646 | -5.4313 | -8.1312 | -30.6731 | -42.755 | -46.7182
Swansea North 132 kV | Trostre 33kV | Trostre 33kV | Bulk Supply Point | 33 | -4.132 | 51.6758 | WPD Best View | Thermal headroom (MW) | 12.87 | 13.5402 | 13.5954 | 13.6403 | 13.6245 | 11.3721 | 9.2341 | 6.8038 | 4.1046 | 1.161 | -2.1349 | -5.3239 | -8.5935 | -12.3888 | -16.1936 | -41.0901 | -56.9281 | -64.2378
Swansea North 132 kV | Trostre 33kV | Kidwelly | Primary | 11 | -4.2891 | 51.7437 | Consumer Transformation | Thermal headroom (MW) | 4.41 | 4.36 | 4.26 | 4.14 | 4 | 3.67 | 3.36 | 3.08 | 2.8 | 2.49 | 1.94 | 1.31 | 0.67 | 0.1 | -0.47 | -3.27 | -5.09 | -6.27
Swansea North 132 kV | Trostre 33kV | Kidwelly | Primary | 11 | -4.2891 | 51.7437 | Leading the Way | Thermal headroom (MW) | 4.41 | 4.32 | 4.16 | 4.01 | 3.84 | 3.35 | 2.79 | 2.24 | 1.73 | 1.07 | 0.54 | 0 | -0.54 | -1.03 | -1.48 | -3.64 | -4.71 | -5.55
Swansea North 132 kV | Trostre 33kV | Kidwelly | Primary | 11 | -4.2891 | 51.7437 | Steady Progression | Thermal headroom (MW) | 4.41 | 4.42 | 4.4 | 4.38 | 4.36 | 4.17 | 3.95 | 3.72 | 3.48 | 3.23 | 2.94 | 2.65 | 2.36 | 2.02 | 1.68 | -0.48 | -1.4 | -2.02
Swansea North 132 kV | Trostre 33kV | Kidwelly | Primary | 11 | -4.2891 | 51.7437 | System Transformation | Thermal headroom (MW) | 4.41 | 4.39 | 4.32 | 4.25 | 4.19 | 4.11 | 4.03 | 3.93 | 3.8 | 3.66 | 3.43 | 3.19 | 2.96 | 2.73 | 2.53 | 0.72 | -0.69 | -1.22
Swansea North 132 kV | Trostre 33kV | Kidwelly | Primary | 11 | -4.2891 | 51.7437 | WPD Best View | Thermal headroom (MW) | 4.41 | 4.42 | 4.4 | 4.38 | 4.36 | 4.17 | 3.95 | 3.72 | 3.48 | 3.23 | 2.94 | 2.65 | 2.36 | 2.02 | 1.68 | -0.48 | -1.4 | -2.02
Swansea North 132 kV | Trostre 33kV | Maesarddafen | Primary | 11 | -4.1268 | 51.6779 | Consumer Transformation | Thermal headroom (MW) | 2.85 | 2.87 | 2.83 | 2.75 | 2.66 | 2.46 | 2.23 | 1.95 | 1.67 | 1.38 | 0.51 | -0.59 | -1.66 | -2.69 | -3.65 | -8.57 | -12.34 | -14.18
Swansea North 132 kV | Trostre 33kV | Maesarddafen | Primary | 11 | -4.1268 | 51.6779 | Leading the Way | Thermal headroom (MW) | 2.85 | 2.79 | 2.64 | 2.47 | 2.29 | 1.88 | 1.39 | 0.79 | -0.11 | -1.17 | -2.14 | -3.24 | -4.39 | -5.49 | -6.5 | -9.83 | -11.05 | -11.59
Swansea North 132 kV | Trostre 33kV | Maesarddafen | Primary | 11 | -4.1268 | 51.6779 | Steady Progression | Thermal headroom (MW) | 2.85 | 2.99 | 3.05 | 3.11 | 3.16 | 3.14 | 3.11 | 3.06 | 3 | 2.9 | 2.71 | 2.5 | 2.28 | 2.04 | 1.79 | -0.6 | -2.78 | -3.6
Swansea North 132 kV | Trostre 33kV | Maesarddafen | Primary | 11 | -4.1268 | 51.6779 | System Transformation | Thermal headroom (MW) | 2.85 | 2.93 | 2.94 | 2.95 | 2.95 | 2.92 | 2.87 | 2.77 | 2.62 | 2.45 | 2.19 | 1.88 | 1.57 | 1.29 | 1 | -2.3 | -3.42 | -3.37
Swansea North 132 kV | Trostre 33kV | Maesarddafen | Primary | 11 | -4.1268 | 51.6779 | WPD Best View | Thermal headroom (MW) | 2.85 | 2.99 | 3.05 | 3.11 | 3.16 | 3.14 | 3.11 | 3.06 | 3 | 2.9 | 2.71 | 2.5 | 2.28 | 2.04 | 1.79 | -0.6 | -2.78 | -3.6
Swansea North 132 kV | Trostre 33kV | New Lodge | Primary | 11 | -4.2284 | 51.6878 | Consumer Transformation | Thermal headroom (MW) | 8.31 | 8.22 | 8.05 | 7.8 | 7.58 | 7 | 6.51 | 5.99 | 5.49 | 4.98 | 4.05 | 3.1 | 2.09 | 1.1 | 0.14 | -6.05 | -9.86 | -11.92
Swansea North 132 kV | Trostre 33kV | New Lodge | Primary | 11 | -4.2284 | 51.6878 | Leading the Way | Thermal headroom (MW) | 8.31 | 8.12 | 7.83 | 7.45 | 7.07 | 5.97 | 5.09 | 4.1 | 3.17 | 2.01 | 0.88 | -0.31 | -1.37 | -2.35 | -3.29 | -7.21 | -9.11 | -10.34
Swansea North 132 kV | Trostre 33kV | New Lodge | Primary | 11 | -4.2284 | 51.6878 | Steady Progression | Thermal headroom (MW) | 8.31 | 8.35 | 8.33 | 8.31 | 8.29 | 7.96 | 7.69 | 7.37 | 7.05 | 6.7 | 6.3 | 5.91 | 5.52 | 5.08 | 4.65 | 2.11 | 0.19 | -0.78
Swansea North 132 kV | Trostre 33kV | New Lodge | Primary | 11 | -4.2284 | 51.6878 | System Transformation | Thermal headroom (MW) | 8.31 | 8.3 | 8.21 | 8.11 | 8.03 | 7.75 | 7.54 | 7.24 | 6.95 | 6.64 | 6.18 | 5.69 | 5.24 | 4.81 | 4.43 | 1.6 | 0.1 | -0.56
Swansea North 132 kV | Trostre 33kV | New Lodge | Primary | 11 | -4.2284 | 51.6878 | WPD Best View | Thermal headroom (MW) | 8.31 | 8.35 | 8.33 | 8.31 | 8.29 | 7.96 | 7.69 | 7.37 | 7.05 | 6.7 | 6.3 | 5.91 | 5.52 | 5.08 | 4.65 | 2.11 | 0.19 | -0.78
Swansea North 132 kV | Trostre 33kV | Pontyates | Primary | 11 | -4.2263 | 51.7524 | Consumer Transformation | Thermal headroom (MW) | 4.51 | 4.54 | 4.54 | 4.53 | 4.51 | 4.34 | 4.18 | 4 | 3.83 | 3.65 | 3.34 | 3 | 2.66 | 2.32 | 1.98 | 0.09 | -0.86 | -1.24
Swansea North 132 kV | Trostre 33kV | Pontyates | Primary | 11 | -4.2263 | 51.7524 | Leading the Way | Thermal headroom (MW) | 4.51 | 4.48 | 4.41 | 4.33 | 4.26 | 3.91 | 3.54 | 3.18 | 2.84 | 2.49 | 2.26 | 1.98 | 1.69 | 1.41 | 1.14 | -0.11 | -0.52 | -0.66
Swansea North 132 kV | Trostre 33kV | Pontyates | Primary | 11 | -4.2263 | 51.7524 | Steady Progression | Thermal headroom (MW) | 4.51 | 4.55 | 4.55 | 4.54 | 4.53 | 4.42 | 4.31 | 4.2 | 4.1 | 3.99 | 3.81 | 3.66 | 3.5 | 3.3 | 3.1 | 1.78 | 0.99 | 0.81
Swansea North 132 kV | Trostre 33kV | Pontyates | Primary | 11 | -4.2263 | 51.7524 | System Transformation | Thermal headroom (MW) | 4.51 | 4.54 | 4.54 | 4.52 | 4.51 | 4.47 | 4.45 | 4.42 | 4.4 | 4.36 | 4.23 | 4.1 | 3.97 | 3.84 | 3.66 | 2.13 | 1.33 | 1.04
Swansea North 132 kV | Trostre 33kV | Pontyates | Primary | 11 | -4.2263 | 51.7524 | WPD Best View | Thermal headroom (MW) | 4.51 | 4.55 | 4.55 | 4.54 | 4.53 | 4.42 | 4.31 | 4.2 | 4.1 | 3.99 | 3.81 | 3.66 | 3.5 | 3.3 | 3.1 | 1.78 | 0.99 | 0.81
Swansea North 132 kV | Trostre 33kV | Westfa | Primary | 11 | -4.129 | 51.7001 | Consumer Transformation | Thermal headroom (MW) | 11.61 | 11.69 | 11.69 | 11.61 | 11.43 | 10.92 | 10.45 | 9.98 | 9.11 | 8.17 | 7.21 | 6.3 | 5.37 | 4.44 | 3.57 | -1.76 | -5.09 | -7.04
Swansea North 132 kV | Trostre 33kV | Westfa | Primary | 11 | -4.129 | 51.7001 | Leading the Way | Thermal headroom (MW) | 11.61 | 11.53 | 11.3 | 11.05 | 10.67 | 9.8 | 8.97 | 8.1 | 6.64 | 5.04 | 4.01 | 2.97 | 1.93 | 0.97 | 0.04 | -3.74 | -5.62 | -7.03
Swansea North 132 kV | Trostre 33kV | Westfa | Primary | 11 | -4.129 | 51.7001 | Steady Progression | Thermal headroom (MW) | 11.61 | 11.8 | 11.89 | 11.96 | 12.01 | 11.74 | 11.48 | 11.17 | 10.64 | 10.05 | 9.74 | 9.41 | 9.08 | 8.7 | 8.33 | 6.02 | 4.33 | 3.47
Swansea North 132 kV | Trostre 33kV | Westfa | Primary | 11 | -4.129 | 51.7001 | System Transformation | Thermal headroom (MW) | 11.61 | 11.77 | 11.82 | 11.86 | 11.85 | 11.78 | 11.69 | 11.57 | 11.03 | 10.43 | 10.04 | 9.69 | 9.3 | 8.86 | 8.4 | 5.48 | 4.48 | 4.22
Swansea North 132 kV | Trostre 33kV | Westfa | Primary | 11 | -4.129 | 51.7001 | WPD Best View | Thermal headroom (MW) | 11.61 | 11.8 | 11.89 | 11.96 | 12.01 | 11.74 | 11.48 | 11.17 | 10.64 | 10.05 | 9.74 | 9.41 | 9.08 | 8.7 | 8.33 | 6.02 | 4.33 | 3.47
Upper Boat 132 & 33 kV | Mountain Ash 33kV | Gas Yard | Primary | 11 | -3.3391 | 51.6038 | Consumer Transformation | Thermal headroom (MW) | 11.8 | 11.72 | 11.55 | 11.28 | 10.86 | 10.14 | 9.41 | 8.66 | 7.56 | 6.18 | 3.44 | 0.66 | -2.09 | -4.66 | -7.2 | -18.36 | -25.98 | -29.95
Upper Boat 132 & 33 kV | Mountain Ash 33kV | Gas Yard | Primary | 11 | -3.3391 | 51.6038 | Leading the Way | Thermal headroom (MW) | 11.8 | 11.49 | 11.04 | 10.46 | 9.72 | 8.33 | 6.74 | 5.02 | 3.19 | 1.17 | -1.66 | -4.6 | -7.53 | -10.31 | -12.86 | -19.95 | -22.63 | -23.76
Upper Boat 132 & 33 kV | Mountain Ash 33kV | Gas Yard | Primary | 11 | -3.3391 | 51.6038 | Steady Progression | Thermal headroom (MW) | 11.8 | 11.94 | 11.99 | 12.01 | 12.01 | 11.79 | 11.53 | 11.19 | 10.78 | 10.3 | 9.74 | 9.15 | 8.44 | 7.58 | 6.65 | -0.24 | -6.38 | -9.55
Upper Boat 132 & 33 kV | Mountain Ash 33kV | Gas Yard | Primary | 11 | -3.3391 | 51.6038 | System Transformation | Thermal headroom (MW) | 11.8 | 11.8 | 11.71 | 11.6 | 11.43 | 11.13 | 10.76 | 10.3 | 9.79 | 9.22 | 8.46 | 7.6 | 6.09 | 4.49 | 2.82 | -5.21 | -8.21 | -8.56
Upper Boat 132 & 33 kV | Mountain Ash 33kV | Gas Yard | Primary | 11 | -3.3391 | 51.6038 | WPD Best View | Thermal headroom (MW) | 11.8 | 11.49 | 11.04 | 10.46 | 9.72 | 8.33 | 6.74 | 5.02 | 3.19 | 1.17 | -1.66 | -4.6 | -7.53 | -10.31 | -12.86 | -19.95 | -22.63 | -23.76
Upper Boat 132 & 33 kV | Mountain Ash 33kV | Lady Windsor | Primary | 11 | -3.3565 | 51.6367 | Consumer Transformation | Thermal headroom (MW) | 0.98 | 0.97 | 0.93 | 0.88 | 0.82 | 0.67 | 0.55 | 0.44 | 0.29 | 0.1 | -0.33 | -0.76 | -1.21 | -1.62 | -2.02 | -4.51 | -6.19 | -7.02
Upper Boat 132 & 33 kV | Mountain Ash 33kV | Lady Windsor | Primary | 11 | -3.3565 | 51.6367 | Leading the Way | Thermal headroom (MW) | 0.98 | 0.85 | 0.69 | 0.52 | 0.35 | 0.05 | -0.23 | -0.54 | -0.84 | -1.15 | -1.56 | -2.01 | -2.47 | -2.93 | -3.34 | -4.8 | -5.43 | -5.77
Upper Boat 132 & 33 kV | Mountain Ash 33kV | Lady Windsor | Primary | 11 | -3.3565 | 51.6367 | Steady Progression | Thermal headroom (MW) | 0.98 | 1.01 | 1.02 | 1.02 | 1.02 | 0.98 | 0.93 | 0.89 | 0.84 | 0.79 | 0.7 | 0.61 | 0.51 | 0.36 | 0.21 | -0.92 | -1.76 | -2.18
Upper Boat 132 & 33 kV | Mountain Ash 33kV | Lady Windsor | Primary | 11 | -3.3565 | 51.6367 | System Transformation | Thermal headroom (MW) | 0.98 | 0.99 | 0.97 | 0.94 | 0.91 | 0.86 | 0.82 | 0.78 | 0.74 | 0.65 | 0.5 | 0.32 | 0.13 | -0.06 | -0.26 | -1.45 | -1.98 | -2.15
Upper Boat 132 & 33 kV | Mountain Ash 33kV | Lady Windsor | Primary | 11 | -3.3565 | 51.6367 | WPD Best View | Thermal headroom (MW) | 0.98 | 0.85 | 0.69 | 0.52 | 0.35 | 0.05 | -0.23 | -0.54 | -0.84 | -1.15 | -1.56 | -2.01 | -2.47 | -2.93 | -3.34 | -4.8 | -5.43 | -5.77
Upper Boat 132 & 33 kV | Mountain Ash 33kV | Nelson | Primary | 11 | -3.2945 | 51.6456 | Consumer Transformation | Thermal headroom (MW) | 6.62 | 6.41 | 6.28 | 6.05 | 5.78 | 5.28 | 4.68 | 4.08 | 3.26 | 2.55 | 1.16 | -0.45 | -2.12 | -3.72 | -5.29 | -14 | -19.24 | -21.8
Upper Boat 132 & 33 kV | Mountain Ash 33kV | Nelson | Primary | 11 | -3.2945 | 51.6456 | Leading the Way | Thermal headroom (MW) | 6.62 | 6.21 | 5.89 | 5.46 | 4.92 | 3.98 | 2.98 | 1.87 | 0.31 | -1.16 | -2.81 | -4.59 | -6.25 | -7.96 | -9.52 | -14.77 | -16.48 | -17.05
Upper Boat 132 & 33 kV | Mountain Ash 33kV | Nelson | Primary | 11 | -3.2945 | 51.6456 | Steady Progression | Thermal headroom (MW) | 6.62 | 6.58 | 6.62 | 6.62 | 6.61 | 6.49 | 6.33 | 6.16 | 5.88 | 5.58 | 5.13 | 4.65 | 4.13 | 3.57 | 2.99 | -1.49 | -6.07 | -8.05
Upper Boat 132 & 33 kV | Mountain Ash 33kV | Nelson | Primary | 11 | -3.2945 | 51.6456 | System Transformation | Thermal headroom (MW) | 6.62 | 6.48 | 6.42 | 6.33 | 6.23 | 6.04 | 5.78 | 5.44 | 4.96 | 4.5 | 3.9 | 3.26 | 2.59 | 1.9 | 1.28 | -4.86 | -7.25 | -7.67
Upper Boat 132 & 33 kV | Mountain Ash 33kV | Nelson | Primary | 11 | -3.2945 | 51.6456 | WPD Best View | Thermal headroom (MW) | 6.62 | 6.29 | 6.06 | 5.77 | 5.43 | 4.72 | 3.91 | 3.04 | 1.89 | 0.62 | -1.01 | -2.75 | -4.39 | -6.04 | -7.58 | -14.35 | -17.68 | -18.98
Upper Boat 132 & 33 kV | Upper Boat 33kV | Caerphilly | Primary | 11 | -3.2162 | 51.5778 | Consumer Transformation | Thermal headroom (MW) | 4.57 | 4.65 | 4.57 | 4.41 | 4.11 | 3.5 | 2.72 | 1.98 | 1.15 | 0.25 | -1.84 | -4.05 | -6.32 | -8.4 | -10.44 | -21.09 | -27.38 | -29.89
Upper Boat 132 & 33 kV | Upper Boat 33kV | Caerphilly | Primary | 11 | -3.2162 | 51.5778 | Leading the Way | Thermal headroom (MW) | 4.57 | 4.45 | 4.13 | 3.75 | 3.21 | 2.03 | 0.65 | -0.87 | -2.7 | -4.77 | -7.03 | -9.45 | -11.88 | -14.05 | -16.08 | -22.28 | -24.08 | -24.09
Upper Boat 132 & 33 kV | Upper Boat 33kV | Caerphilly | Primary | 11 | -3.2162 | 51.5778 | Steady Progression | Thermal headroom (MW) | 4.57 | 4.86 | 5 | 5.1 | 5.16 | 5.03 | 4.79 | 4.56 | 4.27 | 3.85 | 3.29 | 2.7 | 2.06 | 1.41 | 0.73 | -4.89 | -9.66 | -11.75
Upper Boat 132 & 33 kV | Upper Boat 33kV | Caerphilly | Primary | 11 | -3.2162 | 51.5778 | System Transformation | Thermal headroom (MW) | 4.57 | 4.75 | 4.76 | 4.74 | 4.66 | 4.45 | 4.1 | 3.69 | 3.17 | 2.58 | 1.88 | 1.11 | 0.3 | -0.42 | -1.44 | -8.07 | -10.59 | -10.75
Upper Boat 132 & 33 kV | Upper Boat 33kV | Caerphilly | Primary | 11 | -3.2162 | 51.5778 | WPD Best View | Thermal headroom (MW) | 4.57 | 4.45 | 4.13 | 3.75 | 3.21 | 2.03 | 0.65 | -0.87 | -2.7 | -4.77 | -7.03 | -9.45 | -11.88 | -14.05 | -16.08 | -22.28 | -24.08 | -24.09
Upper Boat 132 & 33 kV | Upper Boat 33kV | Creigiau | Primary | 11 | -3.3196 | 51.5258 | Consumer Transformation | Thermal headroom (MW) | 7.28 | 7.3 | 7.21 | 6.75 | 6.18 | 5.53 | 4.9 | 4.32 | 3.7 | 3.09 | 2.2 | 1.48 | 0.76 | 0.09 | -0.58 | -4.62 | -5.95 | -6.28
Upper Boat 132 & 33 kV | Upper Boat 33kV | Creigiau | Primary | 11 | -3.3196 | 51.5258 | Leading the Way | Thermal headroom (MW) | 7.28 | 7.25 | 7.08 | 6.48 | 5.76 | 4.76 | 3.88 | 2.91 | 1.84 | 0.75 | -0.28 | -1.04 | -1.76 | -2.39 | -2.99 | -5.43 | -5.64 | -5.5
Upper Boat 132 & 33 kV | Upper Boat 33kV | Creigiau | Primary | 11 | -3.3196 | 51.5258 | Steady Progression | Thermal headroom (MW) | 7.28 | 7.39 | 7.4 | 7.15 | 6.83 | 6.43 | 6.13 | 5.83 | 5.47 | 5.1 | 4.67 | 4.29 | 3.91 | 3.55 | 3.18 | 0.68 | -0.12 | -0.4
Upper Boat 132 & 33 kV | Upper Boat 33kV | Creigiau | Primary | 11 | -3.3196 | 51.5258 | System Transformation | Thermal headroom (MW) | 7.28 | 7.35 | 7.32 | 6.99 | 6.57 | 6.1 | 5.68 | 5.28 | 4.81 | 4.33 | 3.87 | 3.52 | 3.18 | 2.78 | 2.39 | -0.27 | -0.93 | -0.72
Upper Boat 132 & 33 kV | Upper Boat 33kV | Creigiau | Primary | 11 | -3.3196 | 51.5258 | WPD Best View | Thermal headroom (MW) | 7.28 | 7.29 | 7.18 | 6.76 | 6.22 | 5.62 | 5.03 | 4.48 | 3.9 | 3.33 | 2.53 | 1.75 | 0.99 | 0.31 | -0.36 | -4.3 | -5.51 | -5.77
Upper Boat 132 & 33 kV | Upper Boat 33kV | Ironbridge | Primary | 11 | -3.2504 | 51.5259 | Consumer Transformation | Thermal headroom (MW) | 7.55 | 7.54 | 7.48 | 7.37 | 7.24 | 6.24 | 5.29 | 4.81 | 4.31 | 3.77 | 1.9 | 0.05 | -1.83 | -3.71 | -5.66 | -11.9 | -18.4 | -22.68
Upper Boat 132 & 33 kV | Upper Boat 33kV | Ironbridge | Primary | 11 | -3.2504 | 51.5259 | Leading the Way | Thermal headroom (MW) | 7.55 | 7.37 | 7.09 | 6.8 | 6.36 | 4.52 | 2.91 | 1.89 | 0.29 | -1.41 | -2.4 | -3.74 | -5.25 | -6.82 | -8.3 | -11.12 | -12.36 | -12.8
Upper Boat 132 & 33 kV | Upper Boat 33kV | Ironbridge | Primary | 11 | -3.2504 | 51.5259 | Steady Progression | Thermal headroom (MW) | 7.55 | 7.67 | 7.73 | 7.78 | 7.82 | 7.17 | 6.69 | 6.41 | 6.13 | 5.73 | 5.23 | 4.86 | 4.49 | 4.04 | 3.64 | 1.12 | -0.51 | -1
Upper Boat 132 & 33 kV | Upper Boat 33kV | Ironbridge | Primary | 11 | -3.2504 | 51.5259 | System Transformation | Thermal headroom (MW) | 7.55 | 7.54 | 7.52 | 7.48 | 7.42 | 6.59 | 5.81 | 5.51 | 5.15 | 4.77 | 4.14 | 3.78 | 3.14 | 2.63 | 1.98 | -1.03 | -2.29 | -2.66
Upper Boat 132 & 33 kV | Upper Boat 33kV | Ironbridge | Primary | 11 | -3.2504 | 51.5259 | WPD Best View | Thermal headroom (MW) | 7.55 | 7.54 | 7.48 | 7.37 | 7.24 | 6.23 | 5.27 | 4.77 | 4.26 | 3.69 | 1.82 | -0.04 | -1.89 | -3.76 | -5.71 | -11.83 | -18.25 | -22.38
Upper Boat 132 & 33 kV | Upper Boat 33kV | Mill St Tonyrefail | Primary | 11 | -3.4302 | 51.5821 | Consumer Transformation | Thermal headroom (MW) | 15.07 | 14.98 | 14.7 | 14.24 | 13.73 | 13.02 | 12.3 | 11.61 | 10.9 | 10.17 | 9.02 | 7.79 | 6.21 | 4.66 | 3.28 | -4.88 | -10.02 | -12.5
Upper Boat 132 & 33 kV | Upper Boat 33kV | Mill St Tonyrefail | Primary | 11 | -3.4302 | 51.5821 | Leading the Way | Thermal headroom (MW) | 15.07 | 14.8 | 14.32 | 13.66 | 12.89 | 11.69 | 10.54 | 9.34 | 8.18 | 6.8 | 5.1 | 3.36 | 1.64 | -0.08 | -1.51 | -6.04 | -7.84 | -8.79
Upper Boat 132 & 33 kV | Upper Boat 33kV | Mill St Tonyrefail | Primary | 11 | -3.4302 | 51.5821 | Steady Progression | Thermal headroom (MW) | 15.07 | 15.16 | 15.13 | 15.04 | 14.95 | 14.74 | 14.52 | 14.28 | 13.99 | 13.66 | 13.15 | 12.61 | 12.04 | 11.41 | 10.81 | 8.02 | 5.73 | 4.52
Upper Boat 132 & 33 kV | Upper Boat 33kV | Mill St Tonyrefail | Primary | 11 | -3.4302 | 51.5821 | System Transformation | Thermal headroom (MW) | 15.07 | 15.07 | 14.93 | 14.71 | 14.49 | 14.19 | 13.82 | 13.41 | 12.95 | 12.45 | 11.74 | 10.98 | 10.21 | 9.46 | 8.87 | 5.89 | 4.39 | 3.95
Upper Boat 132 & 33 kV | Upper Boat 33kV | Mill St Tonyrefail | Primary | 11 | -3.4302 | 51.5821 | WPD Best View | Thermal headroom (MW) | 15.07 | 14.81 | 14.35 | 13.71 | 12.97 | 11.8 | 10.69 | 9.52 | 8.4 | 7.06 | 5.4 | 3.7 | 2.02 | 0.34 | -1.05 | -5.5 | -7.3 | -8.23
Upper Boat 132 & 33 kV | Upper Boat 33kV | Morlanga | Primary | 11 | -3.3084 | 51.4835 | Consumer Transformation | Thermal headroom (MW) | 5.26 | 5.2 | 5.13 | 5.03 | 4.92 | 4.71 | 4.28 | 4.03 | 3.76 | 3.37 | 3.11 | 2.84 | 2.59 | 2.34 | 2.05 | 0.4 | -0.53 | -1.26
Upper Boat 132 & 33 kV | Upper Boat 33kV | Morlanga | Primary | 11 | -3.3084 | 51.4835 | Leading the Way | Thermal headroom (MW) | 5.26 | 5.18 | 5.08 | 4.96 | 4.84 | 4.55 | 3.92 | 3.54 | 3.12 | 2.48 | 2.18 | 1.9 | 1.59 | 1.28 | 1.01 | -0.26 | -0.97 | -1.63
Upper Boat 132 & 33 kV | Upper Boat 33kV | Morlanga | Primary | 11 | -3.3084 | 51.4835 | Steady Progression | Thermal headroom (MW) | 5.26 | 5.25 | 5.23 | 5.21 | 5.19 | 5.04 | 4.76 | 4.57 | 4.34 | 4.05 | 3.88 | 3.73 | 3.57 | 3.41 | 3.25 | 2.39 | 2 | 1.67
Upper Boat 132 & 33 kV | Upper Boat 33kV | Morlanga | Primary | 11 | -3.3084 | 51.4835 | System Transformation | Thermal headroom (MW) | 5.26 | 5.23 | 5.18 | 5.14 | 5.09 | 5.04 | 4.76 | 4.64 | 4.47 | 4.2 | 4.05 | 3.92 | 3.79 | 3.67 | 3.56 | 2.9 | 2.48 | 2.34
Upper Boat 132 & 33 kV | Upper Boat 33kV | Morlanga | Primary | 11 | -3.3084 | 51.4835 | WPD Best View | Thermal headroom (MW) | 5.26 | 5.22 | 5.16 | 5.09 | 5.01 | 4.81 | 4.39 | 4.14 | 3.86 | 3.46 | 3.26 | 3.09 | 2.91 | 2.74 | 2.57 | 1.5 | 1.02 | 0.66
Upper Boat 132 & 33 kV | Upper Boat 33kV | Tonypandy | Primary | 11 | -3.4548 | 51.6283 | Consumer Transformation | Thermal headroom (MW) | 6.8 | 6.88 | 6.75 | 6.45 | 6.03 | 5.15 | 4.14 | 3.12 | 2.21 | 1.2 | -1.4 | -4.26 | -7.16 | -9.97 | -12.67 | -26.17 | -35.87 | -40.88
Upper Boat 132 & 33 kV | Upper Boat 33kV | Tonypandy | Primary | 11 | -3.4548 | 51.6283 | Leading the Way | Thermal headroom (MW) | 6.8 | 6.51 | 5.97 | 5.29 | 4.51 | 2.88 | 1.25 | -0.61 | -2.61 | -4.87 | -7.74 | -10.76 | -13.81 | -16.73 | -19.37 | -27.14 | -29.71 | -31.04
Upper Boat 132 & 33 kV | Upper Boat 33kV | Tonypandy | Primary | 11 | -3.4548 | 51.6283 | Steady Progression | Thermal headroom (MW) | 6.8 | 7.14 | 7.3 | 7.4 | 7.47 | 7.37 | 7.21 | 7 | 6.73 | 6.35 | 5.67 | 4.95 | 4.18 | 3.35 | 2.51 | -3.82 | -10.46 | -13.65
Upper Boat 132 & 33 kV | Upper Boat 33kV | Tonypandy | Primary | 11 | -3.4548 | 51.6283 | System Transformation | Thermal headroom (MW) | 6.8 | 6.97 | 6.92 | 6.81 | 6.65 | 6.31 | 5.85 | 5.28 | 4.67 | 3.98 | 2.97 | 1.88 | 0.74 | -0.38 | -1.41 | -8.26 | -11.45 | -11.81
Upper Boat 132 & 33 kV | Upper Boat 33kV | Tonypandy | Primary | 11 | -3.4548 | 51.6283 | WPD Best View | Thermal headroom (MW) | 6.8 | 6.51 | 5.97 | 5.29 | 4.51 | 2.9 | 1.29 | -0.55 | -2.52 | -4.75 | -7.61 | -10.62 | -13.65 | -16.55 | -19.18 | -26.8 | -29.34 | -30.62
Upper Boat 132 & 33 kV | Upper Boat 33kV | Trethomas | Primary | 11 | -3.1699 | 51.5952 | Consumer Transformation | Thermal headroom (MW) | 8.81 | 8.81 | 8.74 | 8.63 | 8.49 | 8.21 | 7.82 | 7.51 | 6.99 | 6.4 | 5.45 | 4.43 | 3.43 | 2.43 | 1.55 | -3.42 | -6.23 | -7.44
Upper Boat 132 & 33 kV | Upper Boat 33kV | Trethomas | Primary | 11 | -3.1699 | 51.5952 | Leading the Way | Thermal headroom (MW) | 8.81 | 8.61 | 8.31 | 7.97 | 7.64 | 7.05 | 6.34 | 5.66 | 4.78 | 3.84 | 2.78 | 1.64 | 0.5 | -0.61 | -1.52 | -4.2 | -5.06 | -5.32
Upper Boat 132 & 33 kV | Upper Boat 33kV | Trethomas | Primary | 11 | -3.1699 | 51.5952 | Steady Progression | Thermal headroom (MW) | 8.81 | 8.89 | 8.91 | 8.92 | 8.93 | 8.84 | 8.68 | 8.57 | 8.37 | 8.17 | 7.9 | 7.59 | 7.22 | 6.83 | 6.45 | 4.22 | 2.53 | 1.88
Upper Boat 132 & 33 kV | Upper Boat 33kV | Trethomas | Primary | 11 | -3.1699 | 51.5952 | System Transformation | Thermal headroom (MW) | 8.81 | 8.85 | 8.82 | 8.78 | 8.74 | 8.66 | 8.43 | 8.29 | 8.08 | 7.79 | 7.43 | 6.99 | 6.55 | 6.11 | 5.65 | 2.96 | 2.07 | 1.82
Upper Boat 132 & 33 kV | Upper Boat 33kV | Trethomas | Primary | 11 | -3.1699 | 51.5952 | WPD Best View | Thermal headroom (MW) | 8.81 | 8.61 | 8.31 | 7.98 | 7.65 | 7.06 | 6.36 | 5.68 | 4.81 | 3.88 | 2.81 | 1.68 | 0.55 | -0.57 | -1.47 | -4.16 | -5.01 | -5.24
Upper Boat 132 kV | Dowlais 33kV | Dowlais 33kV | Bulk Supply Point | 33 | -3.3467 | 51.774 | Consumer Transformation | Thermal headroom (MW) | 18.7 | 18.6073 | 18.1642 | 17.6241 | 17.0234 |  | 14.5487 | 13.5092 |  | 10.612 | 7.7054 |  | 1.2069 | -1.9624 | -5.099 | -22.2855 |  | -38.5863
Upper Boat 132 kV | Dowlais 33kV | Dowlais 33kV | Bulk Supply Point | 33 | -3.3467 | 51.774 | Leading the Way | Thermal headroom (MW) | 18.7 | 18.0611 | 17.0181 | 15.9645 | 14.7902 |  | 9.7399 | 7.45 |  | 1.5451 | -1.9355 |  | -8.7785 | -12.08 |  | -24.2501 |  | -28.1453
Upper Boat 132 kV | Dowlais 33kV | Dowlais 33kV | Bulk Supply Point | 33 | -3.3467 | 51.774 | Steady Progression | Thermal headroom (MW) | 18.7 | 18.9697 | 18.985 | 19.0116 | 19.0526 | 18.6982 | 18.2959 | 17.9633 | 17.3129 | 16.7282 | 15.8102 | 14.9123 | 13.9858 | 13.0189 | 11.9958 | 4.6802 | -2.1128 | -4.7701
Upper Boat 132 kV | Dowlais 33kV | Dowlais 33kV | Bulk Supply Point | 33 | -3.3467 | 51.774 | System Transformation | Thermal headroom (MW) | 18.7 |  | 18.5024 | 18.2937 |  | 17.563 | 16.8428 |  | 15.2146 | 14.3814 | 13.2462 | 12.0273 | 10.7589 | 9.5178 | 8.3095 | -0.071562 | -3.3302 | -3.9797
Upper Boat 132 kV | Dowlais 33kV | Dowlais 33kV | Bulk Supply Point | 33 | -3.3467 | 51.774 | WPD Best View | Thermal headroom (MW) | 18.7 |  | 17.9484 |  | 16.606 | 15.0472 |  | 12.1446 |  |  | 5.2547 |  | -1.2695 | -4.4377
Upper Boat 132 kV | Dowlais 33kV | Abertysswg | Primary | 11 | -3.2657 | 51.7436 | Consumer Transformation | Thermal headroom (MW) | 4.09 | 4.17 | 4.13 | 4.05 | 3.92 | 3.46 | 3.01 | 2.6 | 1.8 | 1 | -0.4 | -2.04 | -3.63 | -5.16 | -6.7 | -14.55 | -19.58 | -21.93
Upper Boat 132 kV | Dowlais 33kV | Abertysswg | Primary | 11 | -3.2657 | 51.7436 | Leading the Way | Thermal headroom (MW) | 4.09 | 3.96 | 3.72 | 3.45 | 3.14 | 1.97 | 0.99 | 0.08 | -1.45 | -3.1 | -4.94 | -6.67 | -8.31 | -9.9 | -11.3 | -15.26 | -16.51 | -16.87
Upper Boat 132 kV | Dowlais 33kV | Abertysswg | Primary | 11 | -3.2657 | 51.7436 | Steady Progression | Thermal headroom (MW) | 4.09 | 4.3 | 4.4 | 4.49 | 4.57 | 4.39 | 4.28 | 4.18 | 3.94 | 3.69 | 3.24 | 2.79 | 2.32 | 1.82 | 1.33 | -1.8 | -4.98 | -6.33
Upper Boat 132 kV | Dowlais 33kV | Abertysswg | Primary | 11 | -3.2657 | 51.7436 | System Transformation | Thermal headroom (MW) | 4.09 | 4.2 | 4.21 | 4.2 | 4.16 | 3.86 | 3.62 | 3.39 | 2.9 | 2.39 | 1.72 | 1.07 | 0.45 | -0.16 | -0.71 | -4.32 | -5.75 | -5.9
Upper Boat 132 kV | Dowlais 33kV | Abertysswg | Primary | 11 | -3.2657 | 51.7436 | WPD Best View | Thermal headroom (MW) | 4.09 | 3.96 | 3.72 | 3.45 | 3.14 | 1.97 | 0.99 | 0.08 | -1.45 | -3.1 | -4.94 | -6.67 | -8.31 | -9.9 | -11.3 | -15.25 | -16.51 | -16.87
Upper Boat 132 kV | Dowlais 33kV | Nantwen | Primary | 11 | -3.3123 | 51.7002 | Consumer Transformation | Thermal headroom (MW) | 1.19 | 1.1 | 0.9 | 0.71 | 0.56 | 0.29 | 0.04 | -0.17 | -0.42 | -0.64 | -1.16 | -1.71 | -2.29 | -2.86 | -3.43 | -6.78 | -9.06 | -10.15
Upper Boat 132 kV | Dowlais 33kV | Nantwen | Primary | 11 | -3.3123 | 51.7002 | Leading the Way | Thermal headroom (MW) | 1.19 | 1 | 0.71 | 0.43 | 0.16 | -0.35 | -0.84 | -1.28 | -1.8 | -2.3 | -2.9 | -3.51 | -4.11 | -4.69 | -5.23 | -7.1 | -7.8 | -8.13
Upper Boat 132 kV | Dowlais 33kV | Nantwen | Primary | 11 | -3.3123 | 51.7002 | Steady Progression | Thermal headroom (MW) | 1.19 | 1.18 | 1.11 | 1.06 | 1.03 | 0.94 | 0.85 | 0.76 | 0.64 | 0.52 | 0.33 | 0.15 | -0.03 | -0.23 | -0.43 | -1.79 | -3.19 | -3.75
Upper Boat 132 kV | Dowlais 33kV | Nantwen | Primary | 11 | -3.3123 | 51.7002 | System Transformation | Thermal headroom (MW) | 1.19 | 1.13 | 1.01 | 0.91 | 0.83 | 0.72 | 0.59 | 0.47 | 0.28 | 0.13 | -0.1 | -0.34 | -0.58 | -0.82 | -1.03 | -2.61 | -3.37 | -3.63
Upper Boat 132 kV | Dowlais 33kV | Nantwen | Primary | 11 | -3.3123 | 51.7002 | WPD Best View | Thermal headroom (MW) | 1.19 | 1.1 | 0.9 | 0.71 | 0.56 | 0.29 | 0.03 | -0.19 | -0.44 | -0.67 | -1.18 | -1.72 | -2.29 | -2.85 | -3.4 | -6.74 | -9.02 | -10.11
Upper Boat 132 kV | Dowlais 33kV | Pentrebach | Primary | 11 | -3.3681 | 51.7294 | Consumer Transformation | Thermal headroom (MW) | 8.71 | 8.74 | 8.73 | 8.67 | 8.57 | 8.38 | 8.2 | 8.02 | 7.68 | 7.44 | 6.97 | 6.48 | 6.01 | 5.55 | 5.1 | 2.83 | 1.27 | 0.54
Upper Boat 132 kV | Dowlais 33kV | Pentrebach | Primary | 11 | -3.3681 | 51.7294 | Leading the Way | Thermal headroom (MW) | 8.71 | 8.62 | 8.46 | 8.3 | 8.07 | 7.72 | 7.4 | 7.01 | 6.45 | 6.1 | 5.59 | 5.08 | 4.57 | 4.08 | 3.64 | 2.44 | 2.11 | 1.97
Upper Boat 132 kV | Dowlais 33kV | Pentrebach | Primary | 11 | -3.3681 | 51.7294 | Steady Progression | Thermal headroom (MW) | 8.71 | 8.78 | 8.81 | 8.84 | 8.85 | 8.82 | 8.8 | 8.77 | 8.63 | 8.54 | 8.42 | 8.3 | 8.19 | 8.07 | 7.92 | 6.81 | 5.97 | 5.64
Upper Boat 132 kV | Dowlais 33kV | Pentrebach | Primary | 11 | -3.3681 | 51.7294 | System Transformation | Thermal headroom (MW) | 8.71 | 8.75 | 8.74 | 8.73 | 8.7 | 8.65 | 8.56 | 8.46 | 8.25 | 8.15 | 8.03 | 7.87 | 7.66 | 7.45 | 7.22 | 6.05 | 5.7 | 5.7
Upper Boat 132 kV | Dowlais 33kV | Pentrebach | Primary | 11 | -3.3681 | 51.7294 | WPD Best View | Thermal headroom (MW) | 8.71 | 8.74 | 8.73 | 8.67 | 8.57 | 8.38 | 8.2 | 8.02 | 7.68 | 7.44 | 6.97 | 6.48 | 6.01 | 5.55 | 5.1 | 2.83 | 1.27 | 0.54
Upper Boat 132 kV | Dowlais 33kV | Swansea Road Merthyr | Primary | 11 | -3.3992 | 51.7521 | Consumer Transformation | Thermal headroom (MW) | 6.38 | 6.38 | 6.32 | 6.23 | 6.09 | 5.85 | 5.39 | 5.13 | 4.88 | 4.62 | 3.87 | 2.96 | 2 | 1.1 | 0.21 | -4.88 | -7.85 | -8.97
Upper Boat 132 kV | Dowlais 33kV | Swansea Road Merthyr | Primary | 11 | -3.3992 | 51.7521 | Leading the Way | Thermal headroom (MW) | 6.38 | 6.24 | 6.05 | 5.83 | 5.57 | 4.96 | 3.99 | 3.37 | 2.73 | 1.92 | 0.97 | 0 | -0.97 | -1.93 | -2.82 | -5.51 | -6.2 | -6.15
Upper Boat 132 kV | Dowlais 33kV | Swansea Road Merthyr | Primary | 11 | -3.3992 | 51.7521 | Steady Progression | Thermal headroom (MW) | 6.38 | 6.5 | 6.56 | 6.62 | 6.66 | 6.6 | 6.4 | 6.29 | 6.16 | 6.01 | 5.78 | 5.55 | 5.32 | 5.07 | 4.81 | 2.62 | 0.74 | 0.13
Upper Boat 132 kV | Dowlais 33kV | Swansea Road Merthyr | Primary | 11 | -3.3992 | 51.7521 | System Transformation | Thermal headroom (MW) | 6.38 | 6.44 | 6.44 | 6.44 | 6.41 | 6.31 | 5.99 | 5.84 | 5.66 | 5.47 | 5.21 | 4.94 | 4.66 | 4.39 | 4.14 | 1.47 | 0.64 | 0.5
Upper Boat 132 kV | Dowlais 33kV | Swansea Road Merthyr | Primary | 11 | -3.3992 | 51.7521 | WPD Best View | Thermal headroom (MW) | 6.38 | 6.38 | 6.32 | 6.23 | 6.09 | 5.85 | 5.39 | 5.13 | 4.88 | 4.62 | 3.87 | 2.96 | 2 | 1.1 | 0.21 | -4.88 | -7.85 | -8.97
Upper Boat 132 kV | Energlyn 11kV | Energlyn Primary | Primary | 11 | -3.2397 | 51.5921 | Consumer Transformation | Thermal headroom (MW) | 17.18 | 17.22 | 16.95 | 16.62 | 16.1 | 15.31 | 14.42 | 13.54 | 12.67 | 11.9 | 10.57 | 8.93 | 6.94 | 5.01 | 3.14 | -8.57 | -15.73 | -18.99
Upper Boat 132 kV | Energlyn 11kV | Energlyn Primary | Primary | 11 | -3.2397 | 51.5921 | Leading the Way | Thermal headroom (MW) | 17.18 | 16.99 | 16.44 | 15.83 | 14.87 | 13.32 | 11.78 | 10.12 | 8.47 | 6.67 | 4.69 | 2.59 | 0.5 | -1.53 | -3.42 | -9.98 | -12.58 | -13.57
Upper Boat 132 kV | Energlyn 11kV | Energlyn Primary | Primary | 11 | -3.2397 | 51.5921 | Steady Progression | Thermal headroom (MW) | 17.18 | 17.44 | 17.47 | 17.49 | 17.44 | 17.2 | 16.93 | 16.64 | 16.27 | 15.85 | 15.26 | 14.66 | 14 | 13.3 | 12.6 | 8.96 | 5.45 | 3.82
Upper Boat 132 kV | Energlyn 11kV | Energlyn Primary | Primary | 11 | -3.2397 | 51.5921 | System Transformation | Thermal headroom (MW) | 17.18 | 17.33 | 17.21 | 17.11 | 16.92 | 16.61 | 16.19 | 15.67 | 15.12 | 14.57 | 13.83 | 13.05 | 12.26 | 11.5 | 10.83 | 6.83 | 4.61 | 3.75
Upper Boat 132 kV | Energlyn 11kV | Energlyn Primary | Primary | 11 | -3.2397 | 51.5921 | WPD Best View | Thermal headroom (MW) | 17.18 | 16.99 | 16.44 | 15.83 | 14.87 | 13.32 | 11.78 | 10.12 | 8.47 | 6.67 | 4.69 | 2.59 | 0.5 | -1.53 | -3.42 | -9.98 | -12.58 | -13.57
Upper Boat 132 kV | Merthyr East 11kV | Merthyr East Primary | Primary | 11 | -3.3607 | 51.7572 | Consumer Transformation | Thermal headroom (MW) | 10.36 | 10.4 | 10.19 | 9.82 | 9.26 | 8.05 | 6.69 | 5.38 | 3.81 | 1.49 | -2.51 | -6.46 | -10.49 | -14.41 | -18.24 | -36.64 | -47.28 | -51.66
Upper Boat 132 kV | Merthyr East 11kV | Merthyr East Primary | Primary | 11 | -3.3607 | 51.7572 | Leading the Way | Thermal headroom (MW) | 10.36 | 9.92 | 9.18 | 8.17 | 6.89 | 4.6 | 2.07 | -0.77 | -4.12 | -8.11 | -12.16 | -16.35 | -20.52 | -24.54 | -28.33 | -39.02 | -41.76 | -41.96
Upper Boat 132 kV | Merthyr East 11kV | Merthyr East Primary | Primary | 11 | -3.3607 | 51.7572 | Steady Progression | Thermal headroom (MW) | 10.36 | 10.74 | 10.89 | 11.01 | 11.08 | 10.74 | 10.29 | 9.85 | 9.22 | 8.42 | 7.42 | 6.39 | 5.28 | 4.12 | 2.88 | -6.9 | -13.61 | -16.87
Upper Boat 132 kV | Merthyr East 11kV | Merthyr East Primary | Primary | 11 | -3.3607 | 51.7572 | System Transformation | Thermal headroom (MW) | 10.36 | 10.53 | 10.46 | 10.34 | 10.1 | 9.59 | 8.86 | 8.22 | 7.3 | 6.13 | 4.84 | 3.46 | 2.05 | 0.64 | -1.22 | -11.19 | -14.74 | -15.4
Upper Boat 132 kV | Merthyr East 11kV | Merthyr East Primary | Primary | 11 | -3.3607 | 51.7572 | WPD Best View | Thermal headroom (MW) | 10.36 | 10.4 | 10.19 | 9.82 | 9.26 | 8.05 | 6.68 | 5.38 | 3.8 | 1.47 | -2.53 | -6.48 | -10.5 | -14.42 | -18.26 | -36.66 | -47.29 | -51.67
Upper Boat 132 kV | Mountain Ash 33kV | Middle Fan | Primary | 11 | -3.4562 | 51.6681 | Consumer Transformation | Thermal headroom (MW) | 4.01 | 4.02 | 3.97 | 3.89 | 3.72 | 3.49 | 3.23 | 2.98 | 2.73 | 2.43 | 1.9 | 1.14 | 0.41 | -0.29 | -0.94 | -4.17 | -6.8 | -8.22
Upper Boat 132 kV | Mountain Ash 33kV | Middle Fan | Primary | 11 | -3.4562 | 51.6681 | Leading the Way | Thermal headroom (MW) | 4.01 | 3.93 | 3.76 | 3.57 | 3.3 | 2.89 | 2.49 | 2.04 | 1.58 | 1 | 0.27 | -0.51 | -1.29 | -2.01 | -2.65 | -4.44 | -5.08 | -5.49
Upper Boat 132 kV | Mountain Ash 33kV | Middle Fan | Primary | 11 | -3.4562 | 51.6681 | Steady Progression | Thermal headroom (MW) | 4.01 | 4.08 | 4.11 | 4.13 | 4.1 | 4.07 | 4.04 | 4 | 3.93 | 3.83 | 3.66 | 3.48 | 3.28 | 3.07 | 2.88 | 1.61 | 0.05 | -0.76
Upper Boat 132 kV | Mountain Ash 33kV | Middle Fan | Primary | 11 | -3.4562 | 51.6681 | System Transformation | Thermal headroom (MW) | 4.01 | 4.04 | 4.01 | 3.97 | 3.87 | 3.78 | 3.64 | 3.48 | 3.32 | 3.11 | 2.85 | 2.57 | 2.28 | 1.98 | 1.7 | 0.27 | -0.44 | -0.52
Upper Boat 132 kV | Mountain Ash 33kV | Middle Fan | Primary | 11 | -3.4562 | 51.6681 | WPD Best View | Thermal headroom (MW) | 4.01 | 3.93 | 3.76 | 3.57 | 3.3 | 2.89 | 2.49 | 2.04 | 1.58 | 1 | 0.27 | -0.51 | -1.29 | -2.01 | -2.65 | -4.44 | -5.08 | -5.49
Upper Boat 132 kV | Mountain Ash 33kV | Mountain Ash | Primary | 11 | -3.3744 | 51.679 | Consumer Transformation | Thermal headroom (MW) | 7.93 | 7.99 | 7.86 | 7.73 | 7.51 | 7.05 | 6.52 | 5.97 | 5.24 | 4.47 | 2.64 | 0.62 | -1.43 | -3.45 | -5.34 | -15.1 | -21.9 | -25.04
Upper Boat 132 kV | Mountain Ash 33kV | Mountain Ash | Primary | 11 | -3.3744 | 51.679 | Leading the Way | Thermal headroom (MW) | 7.93 | 7.76 | 7.36 | 7 | 6.54 | 5.51 | 4.5 | 3.27 | 1.71 | -0.06 | -2.12 | -4.29 | -6.45 | -8.59 | -10.43 | -15.98 | -17.66 | -18.26
Upper Boat 132 kV | Mountain Ash 33kV | Mountain Ash | Primary | 11 | -3.3744 | 51.679 | Steady Progression | Thermal headroom (MW) | 7.93 | 8.16 | 8.22 | 8.32 | 8.38 | 8.33 | 8.27 | 8.16 | 7.97 | 7.69 | 7.21 | 6.69 | 6.14 | 5.54 | 4.96 | 0.43 | -4.11 | -6.31
Upper Boat 132 kV | Mountain Ash 33kV | Mountain Ash | Primary | 11 | -3.3744 | 51.679 | System Transformation | Thermal headroom (MW) | 7.93 | 8.05 | 7.95 | 7.91 | 7.83 | 7.65 | 7.43 | 7.1 | 6.64 | 6.11 | 5.4 | 4.62 | 3.8 | 3 | 2.34 | -3.07 | -5.42 | -5.64
Upper Boat 132 kV | Mountain Ash 33kV | Mountain Ash | Primary | 11 | -3.3744 | 51.679 | WPD Best View | Thermal headroom (MW) | 7.93 | 7.76 | 7.36 | 7 | 6.54 | 5.51 | 4.5 | 3.27 | 1.71 | -0.06 | -2.12 | -4.29 | -6.45 | -8.59 | -10.43 | -15.98 | -17.66 | -18.27
Upper Boat 132 kV | Nantgarw 11kV | Nantgarw Primary | Primary | 11 | -3.2696 | 51.5628 | Consumer Transformation | Thermal headroom (MW) | 18.58 | 18.57 | 18.53 | 18.44 | 18.23 | 17.73 | 17.07 | 16.27 | 15.55 | 14.58 | 13.19 | 11.76 | 10.28 | 8.82 | 7.47 | 0.57 | -3.26 | -4.67
Upper Boat 132 kV | Nantgarw 11kV | Nantgarw Primary | Primary | 11 | -3.2696 | 51.5628 | Leading the Way | Thermal headroom (MW) | 18.58 | 18.39 | 18.12 | 17.82 | 17.47 | 16.68 | 15.67 | 14.42 | 13.28 | 11.89 | 10.48 | 8.93 | 7.38 | 5.9 | 4.53 | -0.34 | -1.73 | -1.5
Upper Boat 132 kV | Nantgarw 11kV | Nantgarw Primary | Primary | 11 | -3.2696 | 51.5628 | Steady Progression | Thermal headroom (MW) | 18.58 | 18.73 | 18.84 | 18.94 | 18.98 | 18.84 | 18.65 | 18.35 | 18.1 | 17.75 | 17.33 | 16.83 | 16.28 | 15.71 | 15.04 | 9.98 | 5.66 | 3.7
Upper Boat 132 kV | Nantgarw 11kV | Nantgarw Primary | Primary | 11 | -3.2696 | 51.5628 | System Transformation | Thermal headroom (MW) | 18.58 | 18.64 | 18.64 | 18.68 | 18.61 | 18.5 | 18.3 | 17.91 | 17.54 | 17.04 | 16.5 | 15.83 | 14.99 | 14.04 | 13.03 | 7.18 | 4.83 | 4.93
Upper Boat 132 kV | Nantgarw 11kV | Nantgarw Primary | Primary | 11 | -3.2696 | 51.5628 | WPD Best View | Thermal headroom (MW) | 18.58 | 18.42 | 18.17 | 17.9 | 17.58 | 16.81 | 15.87 | 14.67 | 13.59 | 12.23 | 10.83 | 9.29 | 7.75 | 6.27 | 4.91 | -0.35 | -2.04 | -2.08
Upper Boat 132 kV | Pencoed 11kV | Pencoed Primary | Primary | 11 | -3.4899 | 51.521 | Consumer Transformation | Thermal headroom (MW) | 13.43 | 13.44 | 13.23 | 12.91 | 12.32 | 11.55 | 10.91 | 10.14 | 9.34 | 8.4 | 7.15 | 5.67 | 4.24 | 2.39 | 0.73 | -9.26 | -14.86 | -17.46
Upper Boat 132 kV | Pencoed 11kV | Pencoed Primary | Primary | 11 | -3.4899 | 51.521 | Leading the Way | Thermal headroom (MW) | 13.43 | 13.27 | 12.84 | 12.35 | 11.54 | 10.09 | 8.84 | 7.36 | 5.84 | 4.02 | 2.14 | 0.09 | -1.95 | -3.89 | -5.46 | -11.17 | -13.23 | -14.05
Upper Boat 132 kV | Pencoed 11kV | Pencoed Primary | Primary | 11 | -3.4899 | 51.521 | Steady Progression | Thermal headroom (MW) | 13.43 | 13.67 | 13.73 | 13.77 | 13.64 | 13.32 | 13.11 | 12.82 | 12.51 | 12.12 | 11.57 | 10.98 | 10.32 | 9.63 | 8.97 | 5.72 | 3.76 | 2.67
Upper Boat 132 kV | Pencoed 11kV | Pencoed Primary | Primary | 11 | -3.4899 | 51.521 | System Transformation | Thermal headroom (MW) | 13.43 | 13.58 | 13.53 | 13.47 | 13.2 | 12.84 | 12.61 | 12.24 | 11.8 | 11.22 | 10.53 | 9.78 | 9.05 | 8.33 | 7.79 | 4.41 | 2.41 | 1.88
Upper Boat 132 kV | Pencoed 11kV | Pencoed Primary | Primary | 11 | -3.4899 | 51.521 | WPD Best View | Thermal headroom (MW) | 13.43 | 13.47 | 13.26 | 13 | 12.47 | 11.74 | 11.15 | 10.4 | 9.46 | 8.36 | 7.28 | 6.18 | 5.12 | 3.81 | 2.78 | -2.2 | -4.5 | -5.53
Upper Boat 132 kV | Pontyclun 11kV | Pontyclun 132/11kV | Primary | 11 | -3.3992 | 51.529 | Consumer Transformation | Thermal headroom (MW) | 18.14 | 17.95 | 17.03 | 16.16 | 15.36 | 14.77 | 14.13 | 13.33 | 12.67 | 11.92 | 10.01 | 8.3 | 6.57 | 4.7 | 3.1 | -6.77 | -11.79 | -13.89
Upper Boat 132 kV | Pontyclun 11kV | Pontyclun 132/11kV | Primary | 11 | -3.3992 | 51.529 | Leading the Way | Thermal headroom (MW) | 18.14 | 17.8 | 16.62 | 15.47 | 14.45 | 13.47 | 12.42 | 10.88 | 9.47 | 7.8 | 5.78 | 3.92 | 2.09 | 0.05 | -1.57 | -8.01 | -9.9 | -10.09
Upper Boat 132 kV | Pontyclun 11kV | Pontyclun 132/11kV | Primary | 11 | -3.3992 | 51.529 | Steady Progression | Thermal headroom (MW) | 18.14 | 18.19 | 17.64 | 17.19 | 16.8 | 16.53 | 16.23 | 15.8 | 15.42 | 14.97 | 14.38 | 13.84 | 13.31 | 12.59 | 11.99 | 6.13 | 2.21 | 0.26
Upper Boat 132 kV | Pontyclun 11kV | Pontyclun 132/11kV | Primary | 11 | -3.3992 | 51.529 | System Transformation | Thermal headroom (MW) | 18.14 | 18.09 | 17.34 | 16.72 | 16.18 | 15.93 | 15.66 | 15.15 | 14.71 | 14.23 | 13.57 | 13.05 | 12.51 | 11.39 | 10.37 | 3.76 | 1.26 | 1.01
Upper Boat 132 kV | Pontyclun 11kV | Pontyclun 132/11kV | Primary | 11 | -3.3992 | 51.529 | WPD Best View | Thermal headroom (MW) | 18.14 | 17.8 | 16.75 | 15.79 | 14.77 | 13.74 | 12.64 | 11.06 | 9.6 | 7.91 | 5.86 | 3.96 | 2.13 | 0.09 | -1.54 | -8 | -9.89 | -10.09
Upper Boat 132 kV | Talbot Green 11kV | Talbot Green Primary | Primary | 11 | -3.3891 | 51.5497 | Consumer Transformation | Thermal headroom (MW) | 15.13 | 15.04 | 15.03 | 14.98 | 14.73 | 14.39 | 13.99 | 13.6 | 13.11 | 12.48 | 11.44 | 10.33 | 9.26 | 8.19 | 7.13 | 0.73 | -2.49 | -3.61
Upper Boat 132 kV | Talbot Green 11kV | Talbot Green Primary | Primary | 11 | -3.3891 | 51.5497 | Leading the Way | Thermal headroom (MW) | 15.13 | 14.74 | 14.47 | 14.17 | 12.87 | 12.14 | 11.3 | 10.44 | 9.56 | 8.47 | 7.38 | 6.08 | 4.9 | 3.73 | 2.57 | -1.18 | -2.03 | -1.72
Upper Boat 132 kV | Talbot Green 11kV | Talbot Green Primary | Primary | 11 | -3.3891 | 51.5497 | Steady Progression | Thermal headroom (MW) | 15.13 | 15.21 | 15.34 | 15.46 | 15.47 | 15.38 | 15.25 | 15.15 | 14.99 | 14.79 | 14.48 | 14.16 | 13.74 | 13.31 | 12.83 | 9.42 | 6.96 | 6.28
Upper Boat 132 kV | Talbot Green 11kV | Talbot Green Primary | Primary | 11 | -3.3891 | 51.5497 | System Transformation | Thermal headroom (MW) | 15.13 | 15.09 | 15.16 | 15.23 | 15.11 | 15.05 | 14.89 | 14.73 | 14.54 | 14.25 | 13.87 | 13.37 | 12.84 | 12.28 | 11.59 | 7.54 | 6.37 | 6.48
Upper Boat 132 kV | Talbot Green 11kV | Talbot Green Primary | Primary | 11 | -3.3891 | 51.5497 | WPD Best View | Thermal headroom (MW) | 15.13 | 14.74 | 14.47 | 14.17 | 12.87 | 12.14 | 11.3 | 10.44 | 9.56 | 8.47 | 7.38 | 6.08 | 4.9 | 3.73 | 2.57 | -1.18 | -2.03 | -1.72
Upper Boat 132 kV | Upper Boat 33kV | Wattstown | Primary | 11 | -2.9946 | 50.9702 | Consumer Transformation | Thermal headroom (MW) | 2.25 | 2.27 | 2.2 | 2.1 | 1.97 | 1.68 | 1.36 | 1.06 | 0.78 | 0.47 | -0.13 | -0.99 | -1.88 | -2.71 | -3.51 | -7.6 | -10.77 | -12.56
Upper Boat 132 kV | Upper Boat 33kV | Wattstown | Primary | 11 | -2.9946 | 50.9702 | Leading the Way | Thermal headroom (MW) | 2.25 | 2.16 | 1.96 | 1.74 | 1.49 | 1.03 | 0.53 | 0.03 | -0.44 | -1.03 | -1.93 | -2.88 | -3.8 | -4.7 | -5.5 | -7.85 | -8.79 | -9.5
Upper Boat 132 kV | Upper Boat 33kV | Wattstown | Primary | 11 | -2.9946 | 50.9702 | Steady Progression | Thermal headroom (MW) | 2.25 | 2.37 | 2.41 | 2.45 | 2.48 | 2.47 | 2.45 | 2.4 | 2.33 | 2.22 | 2.02 | 1.8 | 1.56 | 1.29 | 1.03 | -0.69 | -2.41 | -3.41
Upper Boat 132 kV | Upper Boat 33kV | Wattstown | Primary | 11 | -2.9946 | 50.9702 | System Transformation | Thermal headroom (MW) | 2.25 | 2.3 | 2.27 | 2.23 | 2.18 | 2.07 | 1.92 | 1.76 | 1.57 | 1.35 | 1.01 | 0.65 | 0.26 | -0.11 | -0.52 | -2.09 | -2.95 | -3.07
Upper Boat 132 kV | Upper Boat 33kV | Wattstown | Primary | 11 | -2.9946 | 50.9702 | WPD Best View | Thermal headroom (MW) | 2.25 | 2.16 | 1.96 | 1.74 | 1.49 | 1.03 | 0.53 | 0.03 | -0.44 | -1.03 | -1.93 | -2.88 | -3.8 | -4.7 | -5.5 | -7.85 | -8.79 | -9.5
Upper Boat 132 kV | Upper boat 11kV | Upper Boat Primary | Primary | 11 | -3.2975 | 51.5755 | Consumer Transformation | Thermal headroom (MW) | 14.37 | 14.42 | 14.25 | 13.86 | 13.33 | 12.42 | 11.44 | 10.44 | 9.29 | 8.04 | 5.89 | 2.85 | -0.22 | -3.27 | -6.01 | -19.71 | -28.02 | -32.12
Upper Boat 132 kV | Upper boat 11kV | Upper Boat Primary | Primary | 11 | -3.2975 | 51.5755 | Leading the Way | Thermal headroom (MW) | 14.37 | 14.21 | 13.77 | 13.15 | 12.35 | 10.71 | 9.08 | 7.27 | 5.16 | 2.6 | -0.58 | -3.95 | -7.27 | -10.61 | -13.34 | -22.06 | -25.77 | -27.4
Upper Boat 132 kV | Upper boat 11kV | Upper Boat Primary | Primary | 11 | -3.2975 | 51.5755 | Steady Progression | Thermal headroom (MW) | 14.37 | 14.67 | 14.78 | 14.81 | 14.8 | 14.48 | 14.13 | 13.7 | 13.15 | 12.46 | 11.73 | 10.92 | 10.04 | 9.03 | 8.09 | 2.13 | -3.68 | -6.9
Upper Boat 132 kV | Upper boat 11kV | Upper Boat Primary | Primary | 11 | -3.2975 | 51.5755 | System Transformation | Thermal headroom (MW) | 14.37 | 14.55 | 14.51 | 14.4 | 14.21 | 13.92 | 13.52 | 12.95 | 12.23 | 11.45 | 10.48 | 9.41 | 7.97 | 6.46 | 5.23 | -2.4 | -6.02 | -6.73
Upper Boat 132 kV | Upper boat 11kV | Upper Boat Primary | Primary | 11 | -3.2975 | 51.5755 | WPD Best View | Thermal headroom (MW) | 14.37 | 14.21 | 13.77 | 13.15 | 12.35 | 10.71 | 9.08 | 7.27 | 5.16 | 2.6 | -0.58 | -3.95 | -7.27 | -10.61 | -13.34 | -22.06 | -25.77 | -27.4
Uskmouth 132 kV | Cwmbran 11kV | Cwmbran Primary | Primary | 11 | -3.0254 | 51.6531 | Consumer Transformation | Thermal headroom (MW) | 13.72 | 13.6 | 13.3 | 12.87 | 12.25 | 11.22 | 10.04 | 9.04 | 8.03 | 6.97 | 4.64 | 1.81 | -1.11 | -3.97 | -6.77 | -21.86 | -31.91 | -36.57
Uskmouth 132 kV | Cwmbran 11kV | Cwmbran Primary | Primary | 11 | -3.0254 | 51.6531 | Leading the Way | Thermal headroom (MW) | 13.72 | 13.23 | 12.53 | 11.75 | 10.81 | 8.98 | 7.02 | 5.17 | 3.1 | 0.6 | -2.28 | -5.32 | -8.38 | -11.4 | -14.17 | -23.05 | -26.54 | -27.55
Uskmouth 132 kV | Cwmbran 11kV | Cwmbran Primary | Primary | 11 | -3.0254 | 51.6531 | Steady Progression | Thermal headroom (MW) | 13.72 | 13.93 | 14 | 14.03 | 14.01 | 13.69 | 13.31 | 12.94 | 12.52 | 11.96 | 11.27 | 10.56 | 9.79 | 8.98 | 8.15 | 1.8 | -5.09 | -8.81
Uskmouth 132 kV | Cwmbran 11kV | Cwmbran Primary | Primary | 11 | -3.0254 | 51.6531 | System Transformation | Thermal headroom (MW) | 13.72 | 13.75 | 13.59 | 13.43 | 13.19 | 12.76 | 12.22 | 11.61 | 10.93 | 10.19 | 9.28 | 8.29 | 7.28 | 6.28 | 5.39 | -2.44 | -6.17 | -6.7
Uskmouth 132 kV | Cwmbran 11kV | Cwmbran Primary | Primary | 11 | -3.0254 | 51.6531 | WPD Best View | Thermal headroom (MW) | 13.72 | 13.23 | 12.53 | 11.75 | 10.81 | 8.98 | 7.02 | 5.17 | 3.1 | 0.6 | -2.28 | -5.32 | -8.38 | -11.4 | -14.17 | -23.05 | -26.54 | -27.55
Uskmouth 132 kV | Llantarnam 11kV | Llantarnam Primary | Primary | 11 | -3.0169 | 51.6294 | Consumer Transformation | Thermal headroom (MW) | 8.45 | 8.41 | 8.05 | 7.52 | 6.83 | 5.16 | 3.34 | 1.63 | -0.13 | -2.11 | -5.86 | -10.72 | -15.54 | -20.24 | -25.03 | -46.85 | -63.67 | -73.08
Uskmouth 132 kV | Llantarnam 11kV | Llantarnam Primary | Primary | 11 | -3.0169 | 51.6294 | Leading the Way | Thermal headroom (MW) | 8.45 | 7.97 | 7.12 | 6.12 | 4.75 | 1.58 | -1.58 | -4.8 | -8.82 | -13.64 | -17.87 | -22.53 | -27.2 | -31.82 | -36.26 | -48.63 | -53.95 | -56.47
Uskmouth 132 kV | Llantarnam 11kV | Llantarnam Primary | Primary | 11 | -3.0169 | 51.6294 | Steady Progression | Thermal headroom (MW) | 8.45 | 8.87 | 9.01 | 9.1 | 9.17 | 8.52 | 7.83 | 7.12 | 6.24 | 5.06 | 3.71 | 2.45 | 1.13 | -0.29 | -1.69 | -9.52 | -16.98 | -20.89
Uskmouth 132 kV | Llantarnam 11kV | Llantarnam Primary | Primary | 11 | -3.0169 | 51.6294 | System Transformation | Thermal headroom (MW) | 8.45 | 8.54 | 8.41 | 8.23 | 7.97 | 7.23 | 6.3 | 5.25 | 4.05 | 2.76 | 1.04 | -0.51 | -2.21 | -3.71 | -5.22 | -14.38 | -19.48 | -21.01
Uskmouth 132 kV | Llantarnam 11kV | Llantarnam Primary | Primary | 11 | -3.0169 | 51.6294 | WPD Best View | Thermal headroom (MW) | 8.45 | 8.55 | 8.33 | 8.03 | 7.68 | 6.22 | 4.54 | 2.74 | 0.91 | -1.31 | -3.86 | -6.62 | -9.13 | -11.68 | -14.15 | -24.82 | -31.41 | -34.75
Uskmouth 132 kV | Llantarnam 66kV | Llantarnam 66kV | Bulk Supply Point | 66 | -3.0169 | 51.6294 | Consumer Transformation | Thermal headroom (MW) | 38.906 | 38.9269 | 38.6635 | 38.3045 | 37.7064 | 36.7828 | 35.7899 | 34.7828 | 33.7931 | 32.681 | 31.1354 | 28.4031 | 25.3385 | 22.799 | 20.255 | 2.1887 | -9.1121 | -14.5528
Uskmouth 132 kV | Llantarnam 66kV | Llantarnam 66kV | Bulk Supply Point | 66 | -3.0169 | 51.6294 | Leading the Way | Thermal headroom (MW) | 38.906 | 38.5903 | 37.9302 | 37.2113 | 36.0514 | 34.0301 | 32.0328 | 29.9521 | 28.0071 | 25.5394 | 22.7512 | 19.4092 | 16.0216 | 13.1355 | 10.4027 | -0.56278 | -5.5915 | -7.9222
Uskmouth 132 kV | Llantarnam 66kV | Llantarnam 66kV | Bulk Supply Point | 66 | -3.0169 | 51.6294 | Steady Progression | Thermal headroom (MW) | 38.906 | 39.3033 | 39.4542 | 39.5725 | 39.6519 | 39.3448 | 38.9834 | 38.5051 | 37.899 | 37.1538 | 36.2735 | 35.3298 | 34.3003 | 33.2227 | 32.1298 | 24.9414 | 19.4492 | 16.0959
Uskmouth 132 kV | Llantarnam 66kV | Llantarnam 66kV | Bulk Supply Point | 66 | -3.0169 | 51.6294 | System Transformation | Thermal headroom (MW) | 38.906 | 39.1389 | 39.0824 | 39.0325 | 38.909 | 38.6265 | 38.1839 | 37.6122 | 36.9452 | 36.1616 | 35.2013 | 34.1631 | 33.1199 | 31.6805 | 30.27 | 22.5792 | 18.0701 | 16.8852
Uskmouth 132 kV | Llantarnam 66kV | Llantarnam 66kV | Bulk Supply Point | 66 | -3.0169 | 51.6294 | WPD Best View | Thermal headroom (MW) | 38.906 | 39.0303 | 38.8934 | 38.711 | 38.4545 | 37.658 | 36.6854 | 35.6266 | 34.5225 | 33.295 | 31.9044 | 30.4936 | 28.8141 | 27.0498 | 25.3248 | 16.0121 | 11.0706 | 8.5735
Uskmouth 132 kV | Llantarnam 66kV | Rogerstone | Primary | 11 |  |  | Consumer Transformation | Thermal headroom (MW) | 20.7 | 20.71 | 20.49 | 20.17 | 19.65 | 18.85 | 17.99 | 17.11 | 16.25 | 15.28 | 13.94 | 11.56 | 8.9 | 6.69 | 4.47 | -11.24 | -21.07 | -25.8
Uskmouth 132 kV | Llantarnam 66kV | Rogerstone | Primary | 11 |  |  | Leading the Way | Thermal headroom (MW) | 20.7 | 20.42 | 19.85 | 19.22 | 18.21 | 16.46 | 14.72 | 12.91 | 11.22 | 9.07 | 6.65 | 3.74 | 0.79 | -1.72 | -4.09 | -13.63 | -18.01 | -20.03
Uskmouth 132 kV | Llantarnam 66kV | Rogerstone | Primary | 11 |  |  | Steady Progression | Thermal headroom (MW) | 20.7 | 21.04 | 21.17 | 21.28 | 21.35 | 21.08 | 20.76 | 20.35 | 19.82 | 19.17 | 18.41 | 17.59 | 16.69 | 15.75 | 14.8 | 8.55 | 3.77 | 0.86
Uskmouth 132 kV | Llantarnam 66kV | Rogerstone | Primary | 11 |  |  | System Transformation | Thermal headroom (MW) | 20.7 | 20.9 | 20.85 | 20.81 | 20.7 | 20.45 | 20.07 | 19.57 | 18.99 | 18.31 | 17.47 | 16.57 | 15.66 | 14.41 | 13.19 | 6.5 | 2.57 | 1.54
Uskmouth 132 kV | Llantarnam 66kV | Rogerstone | Primary | 11 |  |  | WPD Best View | Thermal headroom (MW) | 20.7 | 20.8 | 20.69 | 20.53 | 20.3 | 19.61 | 18.77 | 17.84 | 16.88 | 15.82 | 14.61 | 13.38 | 11.92 | 10.38 | 8.88 | 0.78 | -3.51 | -5.69
Uskmouth 132 kV | Magor 11kV | Magor Primary | Primary | 11 | -2.8448 | 51.5801 | Consumer Transformation | Thermal headroom (MW) | 17.62 | 16.45 | 14.49 | 11.91 | 8.79 | 7.44 | 6.48 | 5.62 | 4.74 | 3.78 | 2.73 | 1.88 | 1.02 | 0.18 | -0.64 | -5.93 | -8.04 | -8.47
Uskmouth 132 kV | Magor 11kV | Magor Primary | Primary | 11 | -2.8448 | 51.5801 | Leading the Way | Thermal headroom (MW) | 17.62 | 16.04 | 13.62 | 10.21 | 6.24 | 4.39 | 3.31 | 2.29 | 1.27 | 0.1 | -0.73 | -1.65 | -2.52 | -3.31 | -4.03 | -6.71 | -6.97 | -6.48
Uskmouth 132 kV | Magor 11kV | Magor Primary | Primary | 11 | -2.8448 | 51.5801 | Steady Progression | Thermal headroom (MW) | 17.62 | 16.69 | 15.09 | 13 | 10.47 | 9.53 | 8.9 | 8.31 | 7.8 | 7.39 | 6.84 | 6.29 | 5.87 | 5.62 | 5.33 | 2.9 | 1.8 | 1.71
Uskmouth 132 kV | Magor 11kV | Magor Primary | Primary | 11 | -2.8448 | 51.5801 | System Transformation | Thermal headroom (MW) | 17.62 | 16.5 | 14.62 | 12.16 | 9.19 | 8.26 | 7.78 | 7.39 | 6.94 | 6.41 | 6 | 5.74 | 5.46 | 5.08 | 4.68 | 1.75 | 0.98 | 1.36
Uskmouth 132 kV | Magor 11kV | Magor Primary | Primary | 11 | -2.8448 | 51.5801 | WPD Best View | Thermal headroom (MW) | 17.62 | 16.69 | 15.09 | 13 | 10.47 | 9.53 | 8.9 | 8.31 | 7.8 | 7.39 | 6.84 | 6.29 | 5.87 | 5.62 | 5.33 | 2.9 | 1.8 | 1.71
Uskmouth 132 kV | Newport East A 11kV | Newport East Primary | Primary | 11 | -2.9852 | 51.5862 | Consumer Transformation | Thermal headroom (MW) | -8.41 | -8.84 | -9.67 | -10.8 | -12.34 | -15.12 | -18.06 | -20.98 | -23.98 | -27.36 | -34.55 | -41.79 | -49.08 | -56.12 | -63.09 | -90.17 | -109.63 | -120.01
Uskmouth 132 kV | Newport East A 11kV | Newport East Primary | Primary | 11 | -2.9852 | 51.5862 | Leading the Way | Thermal headroom (MW) | -8.41 | -9.95 | -11.97 | -14.17 | -16.92 | -21.22 | -25.71 | -30.53 | -35.95 | -41.8 | -48.22 | -55.21 | -62.38 | -69.32 | -75.65 | -90.92 | -95.58 | -95.9
Uskmouth 132 kV | Newport East A 11kV | Newport East Primary | Primary | 11 | -2.9852 | 51.5862 | Steady Progression | Thermal headroom (MW) | -8.41 | -8 | -7.96 | -7.93 | -8.03 | -8.87 | -9.82 | -10.81 | -11.89 | -13.27 | -15.1 | -16.8 | -18.73 | -20.86 | -23.09 | -38.69 | -50.88 | -56.13
Uskmouth 132 kV | Newport East A 11kV | Newport East Primary | Primary | 11 | -2.9852 | 51.5862 | System Transformation | Thermal headroom (MW) | -8.41 | -8.53 | -8.98 | -9.51 | -10.19 | -11.26 | -12.63 | -13.96 | -15.46 | -17.11 | -19.43 | -21.8 | -25.02 | -28.3 | -31.86 | -48.39 | -54.3 | -54.83
Uskmouth 132 kV | Newport East A 11kV | Newport East Primary | Primary | 11 | -2.9852 | 51.5862 | WPD Best View | Thermal headroom (MW) | -8.41 | -8 | -7.96 | -7.93 | -8.03 | -8.87 | -9.82 | -10.81 | -11.89 | -13.27 | -15.1 | -16.8 | -18.73 | -20.86 | -23.09 | -38.69 | -50.88 | -56.13
Uskmouth 132 kV | Newport South 11kV | Newport South Primary | Primary | 11 | -2.9682 | 51.5666 | Consumer Transformation | Thermal headroom (MW) | 8.92 | 9.22 | 8.8 | 8.44 | 8.01 | 7.1 | 6.09 | 4.99 | 4.02 | 3.09 | 1.96 | 0.84 | -0.29 | -1.41 | -2.53 | -6.34 | -9.49 | -11.58
Uskmouth 132 kV | Newport South 11kV | Newport South Primary | Primary | 11 | -2.9682 | 51.5666 | Leading the Way | Thermal headroom (MW) | 8.92 | 9.19 | 8.68 | 8.18 | 7.57 | 6.13 | 4.63 | 2.88 | 1.12 | -0.55 | -1.41 | -2.49 | -3.65 | -4.78 | -5.87 | -8.48 | -9.76 | -10.51
Uskmouth 132 kV | Newport South 11kV | Newport South Primary | Primary | 11 | -2.9682 | 51.5666 | Steady Progression | Thermal headroom (MW) | 8.92 | 9.32 | 9.09 | 8.91 | 8.71 | 8.03 | 7.36 | 6.64 | 6.01 | 5.42 | 5.1 | 4.8 | 4.46 | 4.13 | 3.74 | 1.59 | 0.75 | 0.7
Uskmouth 132 kV | Newport South 11kV | Newport South Primary | Primary | 11 | -2.9682 | 51.5666 | System Transformation | Thermal headroom (MW) | 8.92 | 9.26 | 8.91 | 8.65 | 8.28 | 7.65 | 6.95 | 6.12 | 5.44 | 4.94 | 4.57 | 4.19 | 3.75 | 3.27 | 2.72 | 0.31 | 0.49 | 1.76
Uskmouth 132 kV | Newport South 11kV | Newport South Primary | Primary | 11 | -2.9682 | 51.5666 | WPD Best View | Thermal headroom (MW) | 8.92 | 9.32 | 9.09 | 8.91 | 8.71 | 8.03 | 7.36 | 6.64 | 6.01 | 5.42 | 5.1 | 4.8 | 4.46 | 4.13 | 3.74 | 1.59 | 0.75 | 0.7
Uskmouth 132 kV | Newport South 33kV | Newport South 33kV | Bulk Supply Point | 33 | -2.9682 | 51.5666 | Consumer Transformation | Thermal headroom (MW) | 44.9 | 44.8067 | 44.4291 | 43.9135 | 43.2534 | 42.2647 | 41.1417 | 40.0935 | 39.0154 | 37.8325 | 36.137 | 34.459 | 32.591 | 30.4286 | 28.2007 | 16.729 | 10.4723 | 8.0571
Uskmouth 132 kV | Newport South 33kV | Newport South 33kV | Bulk Supply Point | 33 | -2.9682 | 51.5666 | Leading the Way | Thermal headroom (MW) | 44.9 | 44.5053 | 43.8082 | 42.9926 | 42.0679 | 40.5604 | 38.9469 | 37.274 | 35.601 | 33.7636 | 31.5419 | 29.026 | 26.4696 | 24.0677 | 21.7948 | 14.831 | 13.2129 | 12.7791
Uskmouth 132 kV | Newport South 33kV | Newport South 33kV | Bulk Supply Point | 33 | -2.9682 | 51.5666 | Steady Progression | Thermal headroom (MW) | 44.9 | 45.0912 | 45.0928 | 45.0618 | 45.0038 | 44.7123 | 44.3977 | 44.076 | 43.7231 | 43.2979 | 42.6183 | 41.8857 | 41.0926 | 40.2296 | 39.3664 | 35.0733 | 33.2943 | 31.9168
Uskmouth 132 kV | Newport South 33kV | Newport South 33kV | Bulk Supply Point | 33 | -2.9682 | 51.5666 | System Transformation | Thermal headroom (MW) | 44.9 | 44.9464 | 44.7811 | 44.5864 | 44.3396 | 43.9719 | 43.524 | 43.0219 | 42.4169 | 41.7178 | 40.8148 | 39.8363 | 38.8586 | 37.896 | 37.0097 | 33.1806 | 31.8703 | 31.62
Uskmouth 132 kV | Newport South 33kV | Newport South 33kV | Bulk Supply Point | 33 | -2.9682 | 51.5666 | WPD Best View | Thermal headroom (MW) | 44.9 | 45.0912 | 45.0928 | 45.0618 | 45.0038 | 44.7123 | 44.3977 | 44.076 | 43.7231 | 43.2979 | 42.6183 | 41.8857 | 41.0926 | 40.2296 | 39.3664 | 35.0733 | 33.2943 | 31.9168
Uskmouth 132 kV | Newport South 33kV | Ringland Newport | Primary | 11 | -2.9437 | 51.587 | Consumer Transformation | Thermal headroom (MW) | 8.26 | 8.17 | 7.8 | 7.3 | 6.65 | 5.69 | 4.59 | 3.57 | 2.51 | 1.36 | -0.3 | -1.93 | -3.76 | -5.87 | -8.04 | -19.24 | -25.35 | -27.71
Uskmouth 132 kV | Newport South 33kV | Ringland Newport | Primary | 11 | -2.9437 | 51.587 | Leading the Way | Thermal headroom (MW) | 8.26 | 7.87 | 7.19 | 6.4 | 5.49 | 4.02 | 2.45 | 0.81 | -0.82 | -2.61 | -4.78 | -7.24 | -9.73 | -12.08 | -14.3 | -21.09 | -22.67 | -23.1
Uskmouth 132 kV | Newport South 33kV | Ringland Newport | Primary | 11 | -2.9437 | 51.587 | Steady Progression | Thermal headroom (MW) | 8.26 | 8.45 | 8.45 | 8.42 | 8.36 | 8.08 | 7.77 | 7.45 | 7.11 | 6.7 | 6.03 | 5.32 | 4.54 | 3.7 | 2.86 | -1.33 | -3.07 | -4.42
Uskmouth 132 kV | Newport South 33kV | Ringland Newport | Primary | 11 | -2.9437 | 51.587 | System Transformation | Thermal headroom (MW) | 8.26 | 8.3 | 8.14 | 7.95 | 7.71 | 7.35 | 6.92 | 6.43 | 5.84 | 5.15 | 4.27 | 3.32 | 2.36 | 1.42 | 0.56 | -3.18 | -4.46 | -4.71
Uskmouth 132 kV | Newport South 33kV | Ringland Newport | Primary | 11 | -2.9437 | 51.587 | WPD Best View | Thermal headroom (MW) | 8.26 | 8.45 | 8.45 | 8.42 | 8.36 | 8.08 | 7.77 | 7.45 | 7.11 | 6.7 | 6.03 | 5.32 | 4.54 | 3.7 | 2.86 | -1.33 | -3.07 | -4.42
Uskmouth 132 kV | Newport West 3/4 11kV | Newport West Primary | Primary | 11 | -3.0054 | 51.5669 | Consumer Transformation | Thermal headroom (MW) | -27.51 | -27.36 | -27.62 | -28.01 | -28.72 | -29.86 | -31.79 | -33.42 | -35.21 | -37.34 | -41.37 | -45.41 | -49.44 | -53.41 | -57.41 | -71.08 | -81.28 | -86.59
Uskmouth 132 kV | Newport West 3/4 11kV | Newport West Primary | Primary | 11 | -3.0054 | 51.5669 | Leading the Way | Thermal headroom (MW) | -27.51 | -27.83 | -28.62 | -29.5 | -30.85 | -32.73 | -35.77 | -38.62 | -42.23 | -46.15 | -49.28 | -52.83 | -56.58 | -60.31 | -63.73 | -70.87 | -72.46 | -71.79
Uskmouth 132 kV | Newport West 3/4 11kV | Newport West Primary | Primary | 11 | -3.0054 | 51.5669 | Steady Progression | Thermal headroom (MW) | -27.51 | -26.99 | -26.8 | -26.63 | -26.63 | -26.75 | -27.47 | -28.06 | -28.79 | -29.84 | -30.86 | -31.75 | -32.67 | -33.71 | -34.77 | -42.27 | -47.37 | -49.11
Uskmouth 132 kV | Newport West 3/4 11kV | Newport West Primary | Primary | 11 | -3.0054 | 51.5669 | System Transformation | Thermal headroom (MW) | -27.51 | -27.3 | -27.32 | -27.42 | -27.76 | -28.04 | -29.29 | -30.33 | -31.45 | -32.7 | -33.95 | -35.03 | -36.84 | -38.53 | -40.46 | -49.05 | -51.7 | -51.11
Uskmouth 132 kV | Newport West 3/4 11kV | Newport West Primary | Primary | 11 | -3.0054 | 51.5669 | WPD Best View | Thermal headroom (MW) | -27.51 | -26.99 | -26.8 | -26.63 | -26.63 | -26.75 | -27.47 | -28.06 | -28.79 | -29.84 | -30.86 | -31.75 | -32.67 | -33.71 | -34.77 | -42.27 | -47.37 | -49.11
Uskmouth 132 kV | Panteg 11kV | Panteg Primary | Primary | 11 | -3.0161 | 51.6804 | Consumer Transformation | Thermal headroom (MW) | 8.13 | 8.23 | 8.1 | 7.79 | 7.36 | 6.35 | 5.11 | 3.88 | 2.62 | 0.72 | -7.28 | -16.08 | -25.16 | -34.13 | -43.86 | -67.31 | -107.9 | -139.03
Uskmouth 132 kV | Panteg 11kV | Panteg Primary | Primary | 11 | -3.0161 | 51.6804 | Leading the Way | Thermal headroom (MW) | 8.13 | 8 | 7.58 | 7 | 6.07 | 4.34 | 2.17 | -0.47 | -5.56 | -11.87 | -15.26 | -19.92 | -25.6 | -31.47 | -37.13 | -49.13 | -57.74 | -64.58
Uskmouth 132 kV | Panteg 11kV | Panteg Primary | Primary | 11 | -3.0161 | 51.6804 | Steady Progression | Thermal headroom (MW) | 8.13 | 8.56 | 8.76 | 8.9 | 9 | 8.84 | 8.58 | 8.28 | 7.91 | 6.8 | 5.42 | 4.81 | 4.11 | 3.18 | 2.46 | -3.35 | -9.15 | -11.92
Uskmouth 132 kV | Panteg 11kV | Panteg Primary | Primary | 11 | -3.0161 | 51.6804 | System Transformation | Thermal headroom (MW) | 8.13 | 8.43 | 8.48 | 8.46 | 8.38 | 8.19 | 7.84 | 7.46 | 6.88 | 6.21 | 5.1 | 3.94 | 2.75 | 1.57 | 0.47 | -6.96 | -10.4 | -10.87
Uskmouth 132 kV | Panteg 11kV | Panteg Primary | Primary | 11 | -3.0161 | 51.6804 | WPD Best View | Thermal headroom (MW) | 8.13 | 8 | 7.58 | 7 | 6.07 | 4.35 | 2.2 | -0.44 | -5.52 | -11.81 | -15.23 | -19.9 | -25.6 | -31.49 | -37.16 | -49.26 | -57.92 | -64.77
Uskmouth 132 kV | Pontypool North 11kV | Pontypool North Primary | Primary | 11 | -3.0031 | 51.7142 | Consumer Transformation | Thermal headroom (MW) | 12.012 | 11.992 | 11.842 | 11.662 | 11.362 | 10.682 | 10.092 | 9.192 | 8.412 | 7.072 | 6.112 | 5.132 | 4.092 | 3.072 | 2.072 | -2.278 | -3.798 | -4.018
Uskmouth 132 kV | Pontypool North 11kV | Pontypool North Primary | Primary | 11 | -3.0031 | 51.7142 | Leading the Way | Thermal headroom (MW) | 12.012 | 11.922 | 11.672 | 11.412 | 11.052 | 10.162 | 9.402 | 8.082 | 7.042 | 5.272 | 4.292 | 3.222 | 2.142 | 1.172 | 0.292 | -2.398 | -2.828 | -1.988
Uskmouth 132 kV | Pontypool North 11kV | Pontypool North Primary | Primary | 11 | -3.0031 | 51.7142 | Steady Progression | Thermal headroom (MW) | 12.012 | 12.092 | 12.102 | 12.102 | 12.092 | 11.812 | 11.602 | 11.232 | 10.982 | 10.422 | 9.952 | 9.522 | 9.022 | 8.502 | 7.932 | 4.382 | 1.822 | 1.042
Uskmouth 132 kV | Pontypool North 11kV | Pontypool North Primary | Primary | 11 | -3.0031 | 51.7142 | System Transformation | Thermal headroom (MW) | 12.012 | 12.022 | 11.952 | 11.912 | 11.762 | 11.422 | 11.222 | 10.632 | 10.182 | 9.352 | 8.872 | 8.292 | 7.632 | 6.852 | 6.052 | 1.782 | 0.412 | 0.632
Uskmouth 132 kV | Pontypool North 11kV | Pontypool North Primary | Primary | 11 | -3.0031 | 51.7142 | WPD Best View | Thermal headroom (MW) | 12.012 | 11.982 | 11.822 | 11.622 | 11.372 | 10.652 | 10.082 | 8.972 | 8.172 | 6.612 | 5.742 | 4.842 | 3.972 | 3.152 | 2.382 | -0.438 | -1.638 | -1.188
Uskmouth 132 kV | Sudbrook 33kV | Sudbrook 33kV | Bulk Supply Point | 33 | -2.7118 | 51.5863 | Consumer Transformation | Thermal headroom (MW) | 18.4 | 18.4091 | 17.7259 | 16.6966 | 15.7919 | 13.95 | 12.0725 | 10.1492 | 8.2126 | 6.1359 | 2.6991 | -1.3189 | -5.5729 | -9.6968 | -13.9059 | -39.5604 | -53.8162 | -59.8568
Uskmouth 132 kV | Sudbrook 33kV | Sudbrook 33kV | Bulk Supply Point | 33 | -2.7118 | 51.5863 | Leading the Way | Thermal headroom (MW) | 18.4 | 17.9643 | 16.6173 | 14.8547 | 13.4229 | 10.169 | 6.68 | 2.8666 | -1.076 | -5.5704 | -9.3651 | -13.5579 | -17.7489 | -21.8125 | -25.6333 | -42.4734 | -47.9804 | -49.6314
Uskmouth 132 kV | Sudbrook 33kV | Sudbrook 33kV | Bulk Supply Point | 33 | -2.7118 | 51.5863 | Steady Progression | Thermal headroom (MW) | 18.4 | 18.8262 | 18.6742 | 18.341 | 18.2801 | 17.5112 | 16.6354 | 15.6816 | 14.6445 | 13.5164 | 11.9046 | 10.2968 | 8.5026 | 6.5661 | 4.5833 | -10.8363 | -21.5623 | -26.538
Uskmouth 132 kV | Sudbrook 33kV | Sudbrook 33kV | Bulk Supply Point | 33 | -2.7118 | 51.5863 | System Transformation | Thermal headroom (MW) | 18.4 | 18.5948 | 18.1112 | 17.4363 | 17.0599 | 16.3906 | 15.6248 | 14.7134 | 13.6674 | 12.4445 | 10.9956 | 9.4402 | 7.8466 | 6.1892 | 4.4721 | -12.3795 | -21.5999 | -23.878
Uskmouth 132 kV | Sudbrook 33kV | Sudbrook 33kV | Bulk Supply Point | 33 | -2.7118 | 51.5863 | WPD Best View | Thermal headroom (MW) | 18.4 | 18.8262 | 18.6742 | 18.341 | 18.2801 | 17.5112 | 16.6354 | 15.6816 | 14.6445 | 13.5164 | 11.9046 | 10.2968 | 8.5026 | 6.5661 | 4.5833 | -10.8363 | -21.5623 | -26.538
Uskmouth 132 kV | Sudbrook 33kV | Caldicot | Primary | 11 | -2.7543 | 51.589 | Consumer Transformation | Thermal headroom (MW) | 15.846 | 15.746 | 15.376 | 15.136 | 14.776 | 14.306 | 13.846 | 13.376 | 12.916 | 12.416 | 11.166 | 9.946 | 8.706 | 7.506 | 6.296 | -2.044 | -6.714 | -8.774
Uskmouth 132 kV | Sudbrook 33kV | Caldicot | Primary | 11 | -2.7543 | 51.589 | Leading the Way | Thermal headroom (MW) | 15.846 | 15.596 | 14.976 | 14.466 | 13.906 | 12.946 | 11.906 | 10.846 | 9.766 | 8.606 | 7.386 | 6.066 | 4.716 | 3.416 | 2.186 | -2.854 | -4.854 | -5.514
Uskmouth 132 kV | Sudbrook 33kV | Caldicot | Primary | 11 | -2.7543 | 51.589 | Steady Progression | Thermal headroom (MW) | 15.846 | 15.896 | 15.726 | 15.696 | 15.646 | 15.456 | 15.206 | 14.936 | 14.636 | 14.326 | 13.916 | 13.496 | 13.036 | 12.546 | 12.046 | 8.136 | 5.496 | 3.896
Uskmouth 132 kV | Sudbrook 33kV | Caldicot | Primary | 11 | -2.7543 | 51.589 | System Transformation | Thermal headroom (MW) | 15.846 | 15.836 | 15.566 | 15.466 | 15.326 | 15.076 | 14.816 | 14.526 | 14.206 | 13.836 | 13.376 | 12.886 | 12.396 | 11.866 | 11.326 | 7.036 | 4.776 | 4.036
Uskmouth 132 kV | Sudbrook 33kV | Caldicot | Primary | 11 | -2.7543 | 51.589 | WPD Best View | Thermal headroom (MW) | 15.846 | 15.896 | 15.726 | 15.696 | 15.646 | 15.456 | 15.206 | 14.936 | 14.636 | 14.326 | 13.916 | 13.496 | 13.036 | 12.546 | 12.046 | 8.136 | 5.496 | 3.896
Uskmouth 132 kV | Sudbrook 33kV | Chepstow | Primary | 11 | -2.6727 | 51.6419 | Consumer Transformation | Thermal headroom (MW) | 4.63 | 4.57 | 4.36 | 3.99 | 3.55 | 2.86 | 2.17 | 1.46 | 0.76 | 0.01 | -0.9 | -2.57 | -4.23 | -5.85 | -7.48 | -17.01 | -22.59 | -24.99
Uskmouth 132 kV | Sudbrook 33kV | Chepstow | Primary | 11 | -2.6727 | 51.6419 | Leading the Way | Thermal headroom (MW) | 4.63 | 4.4 | 3.99 | 3.42 | 2.81 | 1.54 | 0.25 | -1.1 | -2.61 | -4.37 | -5.98 | -7.7 | -9.42 | -11.08 | -12.56 | -18.53 | -20.46 | -21.22
Uskmouth 132 kV | Sudbrook 33kV | Chepstow | Primary | 11 | -2.6727 | 51.6419 | Steady Progression | Thermal headroom (MW) | 4.63 | 4.78 | 4.83 | 4.78 | 4.73 | 4.44 | 4.13 | 3.78 | 3.36 | 2.88 | 2.25 | 1.6 | 0.92 | 0.18 | -0.56 | -5.84 | -9.66 | -11.24
Uskmouth 132 kV | Sudbrook 33kV | Chepstow | Primary | 11 | -2.6727 | 51.6419 | System Transformation | Thermal headroom (MW) | 4.63 | 4.67 | 4.56 | 4.37 | 4.18 | 3.9 | 3.59 | 3.19 | 2.75 | 2.23 | 1.65 | 1.02 | 0.39 | -0.22 | -0.86 | -6.48 | -9.4 | -10.29
Uskmouth 132 kV | Sudbrook 33kV | Chepstow | Primary | 11 | -2.6727 | 51.6419 | WPD Best View | Thermal headroom (MW) | 4.63 | 4.78 | 4.83 | 4.78 | 4.73 | 4.44 | 4.13 | 3.78 | 3.36 | 2.88 | 2.25 | 1.6 | 0.92 | 0.18 | -0.56 | -5.84 | -9.66 | -11.24
Uskmouth 132 kV | Sudbrook 33kV | Newhouse Primary S/S | Primary | 11 | -2.6687 | 51.6213 | Consumer Transformation | Thermal headroom (MW) | 4.68 | 4.7 | 4.68 | 4.3 | 4.22 | 4.01 | 3.82 | 3.62 | 3.43 | 3.2 | 2.71 | 2.24 | 1.73 | 1.25 | 0.79 | -1.76 | -3.56 | -4.36
Uskmouth 132 kV | Sudbrook 33kV | Newhouse Primary S/S | Primary | 11 | -2.6687 | 51.6213 | Leading the Way | Thermal headroom (MW) | 4.68 | 4.57 | 4.41 | 3.81 | 3.61 | 3.24 | 2.92 | 2.57 | 2.25 | 1.87 | 1.38 | 0.88 | 0.39 | -0.13 | -0.59 | -2 | -2.47 | -2.6
Uskmouth 132 kV | Sudbrook 33kV | Newhouse Primary S/S | Primary | 11 | -2.6687 | 51.6213 | Steady Progression | Thermal headroom (MW) | 4.68 | 4.75 | 4.78 | 4.52 | 4.53 | 4.49 | 4.45 | 4.41 | 4.38 | 4.34 | 4.21 | 4.09 | 3.94 | 3.8 | 3.66 | 2.55 | 1.71 | 1.31
Uskmouth 132 kV | Sudbrook 33kV | Newhouse Primary S/S | Primary | 11 | -2.6687 | 51.6213 | System Transformation | Thermal headroom (MW) | 4.68 | 4.72 | 4.72 | 4.37 | 4.33 | 4.28 | 4.23 | 4.17 | 4.08 | 3.99 | 3.85 | 3.69 | 3.54 | 3.34 | 3.16 | 2.02 | 1.57 | 1.52
Uskmouth 132 kV | Sudbrook 33kV | Newhouse Primary S/S | Primary | 11 | -2.6687 | 51.6213 | WPD Best View | Thermal headroom (MW) | 4.68 | 4.75 | 4.78 | 4.52 | 4.53 | 4.49 | 4.45 | 4.41 | 4.38 | 4.34 | 4.21 | 4.09 | 3.94 | 3.8 | 3.66 | 2.55 | 1.71 | 1.31
Uskmouth 132 kV | Sudbrook 33kV | St Arvans | Primary | 11 | -2.7145 | 51.6781 | Consumer Transformation | Thermal headroom (MW) | 3.16 | 3.18 | 3.16 | 3.13 | 3.07 | 2.85 | 2.61 | 2.35 | 2.1 | 1.84 | 1.57 | 1.24 | 0.91 | 0.57 | 0.22 | -1.9 | -2.93 | -3.36
Uskmouth 132 kV | Sudbrook 33kV | St Arvans | Primary | 11 | -2.7145 | 51.6781 | Leading the Way | Thermal headroom (MW) | 3.16 | 3.18 | 3.16 | 3.11 | 3.05 | 2.74 | 2.35 | 1.89 | 1.42 | 0.86 | 0.65 | 0.39 | 0.15 | -0.09 | -0.33 | -2.16 | -2.67 | -2.88
Uskmouth 132 kV | Sudbrook 33kV | St Arvans | Primary | 11 | -2.7145 | 51.6781 | Steady Progression | Thermal headroom (MW) | 3.16 | 3.19 | 3.19 | 3.19 | 3.18 | 3.04 | 2.9 | 2.75 | 2.59 | 2.43 | 2.21 | 1.99 | 1.75 | 1.48 | 1.19 | -1 | -2.33 | -2.9
Uskmouth 132 kV | Sudbrook 33kV | St Arvans | Primary | 11 | -2.7145 | 51.6781 | System Transformation | Thermal headroom (MW) | 3.16 | 3.18 | 3.16 | 3.13 | 3.09 | 3.03 | 2.95 | 2.85 | 2.74 | 2.61 | 2.47 | 2.33 | 2.18 | 2.03 | 1.89 | -0.32 | -1.83 | -2.2
Uskmouth 132 kV | Sudbrook 33kV | St Arvans | Primary | 11 | -2.7145 | 51.6781 | WPD Best View | Thermal headroom (MW) | 3.16 | 3.19 | 3.19 | 3.19 | 3.18 | 3.04 | 2.9 | 2.75 | 2.59 | 2.43 | 2.21 | 1.99 | 1.75 | 1.48 | 1.19 | -1 | -2.33 | -2.9
Uskmouth 132 kV | Sudbrook 33kV | Sudbrook Primary | Primary | 11 | -2.7118 | 51.5863 | Consumer Transformation | Thermal headroom (MW) | 13.676 | 13.806 | 13.756 | 13.806 | 13.846 | 13.786 | 13.726 | 13.666 | 13.586 | 13.486 | 13.386 | 13.216 | 12.866 | 12.516 | 12.146 | 10.496 | 9.916 | 9.866
Uskmouth 132 kV | Sudbrook 33kV | Sudbrook Primary | Primary | 11 | -2.7118 | 51.5863 | Leading the Way | Thermal headroom (MW) | 13.676 | 13.796 | 13.696 | 13.726 | 13.746 | 13.646 | 13.536 | 13.396 | 13.246 | 13.036 | 12.746 | 12.396 | 11.996 | 11.646 | 11.326 | 10.396 | 10.306 | 10.696
Uskmouth 132 kV | Sudbrook 33kV | Sudbrook Primary | Primary | 11 | -2.7118 | 51.5863 | Steady Progression | Thermal headroom (MW) | 13.676 | 13.826 | 13.806 | 13.886 | 13.956 | 13.996 | 14.026 | 14.046 | 14.066 | 14.066 | 14.046 | 14.026 | 14.006 | 13.956 | 13.916 | 13.266 | 12.256 | 12.096
Uskmouth 132 kV | Sudbrook 33kV | Sudbrook Primary | Primary | 11 | -2.7118 | 51.5863 | System Transformation | Thermal headroom (MW) | 13.676 | 13.816 | 13.766 | 13.836 | 13.896 | 13.916 | 13.916 | 13.916 | 13.896 | 13.876 | 13.846 | 13.806 | 13.756 | 13.706 | 13.586 | 12.076 | 11.716 | 11.906
Uskmouth 132 kV | Sudbrook 33kV | Sudbrook Primary | Primary | 11 | -2.7118 | 51.5863 | WPD Best View | Thermal headroom (MW) | 13.676 | 13.826 | 13.806 | 13.886 | 13.956 | 13.996 | 14.026 | 14.046 | 14.066 | 14.066 | 14.046 | 14.026 | 14.006 | 13.956 | 13.916 | 13.266 | 12.256 | 12.096

## Generation headroom
Associated GSP Group | Bulk Supply Point | Substation | Supply Level | Voltage Level (kV) | Latitude | Longitude | Scenario | Units | Limiting constraint | 0 | 2022 | 2023 | 2024 | 2025 | 2026 | 2027 | 2028 | 2029 | 2030 | 2031 | 2032 | 2033 | 2034 | 2035 | 2040 | 2045 | 2050
Cardiff East & Aberthaw 132 kV | Brynhill 33kV | Barry Grid Primary | Primary | 11 | -3.2787 | 51.4141 | Consumer Transformation | Headroom (MW) | Thermal | 14.66 | 14.46 | 14.28 | 14.08 | 13.74 | 13.3 | 12.87 | 12.02 | 11.08 | 10.06 | 9.06 | 7.97 | 6.85 | 5.78 | 4.53 | 0.51 | -5.06 | -11.54
Cardiff East & Aberthaw 132 kV | Brynhill 33kV | Barry Grid Primary | Primary | 11 | -3.2787 | 51.4141 | Leading the Way | Headroom (MW) | Thermal | 14.66 | 14.45 | 14.27 | 14.05 | 13.72 | 13.22 | 12.72 | 12.25 | 11.79 | 11.36 | 10.89 | 10.42 | 9.39 | 8.32 | 7.2 | 2.05 | -4.39 | -10.83
Cardiff East & Aberthaw 132 kV | Brynhill 33kV | Barry Grid Primary | Primary | 11 | -3.2787 | 51.4141 | Steady Progression | Headroom (MW) | N/A | 14.66 | 14.54 | 14.47 | 14.41 | 14.39 | 14.09 | 13.77 | 13.34 | 12.93 | 12.49 | 12.32 | 12.13 | 11.72 | 11.29 | 10.73 | 10.1 | 8.54 | 6.25
Cardiff East & Aberthaw 132 kV | Brynhill 33kV | Barry Grid Primary | Primary | 11 | -3.2787 | 51.4141 | System Transformation | Headroom (MW) | Thermal | 14.66 | 14.51 | 14.4 | 14.28 | 14.17 | 14.06 | 13.92 | 13.33 | 12.59 | 11.82 | 11.07 | 10.25 | 9.4 | 8.64 | 7.73 | 5.98 | 3.16 | -0.05
Cardiff East & Aberthaw 132 kV | Brynhill 33kV | Barry Grid Primary | Primary | 11 | -3.2787 | 51.4141 | WPD Best View | Headroom (MW) | N/A | 14.66 | 14.54 | 14.47 | 14.41 | 14.39 | 14.09 | 13.77 | 13.34 | 12.93 | 12.49 | 12.32 | 12.13 | 11.72 | 11.29 | 10.73 | 10.1 | 8.54 | 6.25
Cardiff East & Aberthaw 132 kV | Brynhill 33kV | Broad St.Barry | Primary | 11 | -3.2727 | 51.4034 | Consumer Transformation | Headroom (MW) | N/A | 6.89 | 6.85 | 6.83 | 6.79 | 6.68 | 6.47 | 6.26 | 6.06 | 5.87 | 5.69 | 5.53 | 5.37 | 5.21 | 5.05 | 4.87 | 3.67 | 2.12 | 0.44
Cardiff East & Aberthaw 132 kV | Brynhill 33kV | Broad St.Barry | Primary | 11 | -3.2727 | 51.4034 | Leading the Way | Headroom (MW) | Thermal | 6.89 | 6.85 | 6.82 | 6.78 | 6.67 | 6.44 | 6.23 | 6.03 | 5.83 | 5.65 | 5.47 | 5.31 | 5.13 | 4.94 | 4.74 | 3.41 | 1.74 | -0.42
Cardiff East & Aberthaw 132 kV | Brynhill 33kV | Broad St.Barry | Primary | 11 | -3.2727 | 51.4034 | Steady Progression | Headroom (MW) | N/A | 6.89 | 6.86 | 6.85 | 6.83 | 6.81 | 6.79 | 6.77 | 6.75 | 6.73 | 6.71 | 6.69 | 6.68 | 6.66 | 6.64 | 6.62 | 6.53 | 6.41 | 6.12
Cardiff East & Aberthaw 132 kV | Brynhill 33kV | Broad St.Barry | Primary | 11 | -3.2727 | 51.4034 | System Transformation | Headroom (MW) | N/A | 6.89 | 6.86 | 6.84 | 6.81 | 6.79 | 6.76 | 6.72 | 6.62 | 6.52 | 6.43 | 6.35 | 6.27 | 6.21 | 6.15 | 6.11 | 5.8 | 5.11 | 4.41
Cardiff East & Aberthaw 132 kV | Brynhill 33kV | Broad St.Barry | Primary | 11 | -3.2727 | 51.4034 | WPD Best View | Headroom (MW) | N/A | 6.89 | 6.86 | 6.85 | 6.83 | 6.81 | 6.79 | 6.77 | 6.75 | 6.73 | 6.71 | 6.69 | 6.68 | 6.66 | 6.64 | 6.62 | 6.53 | 6.41 | 6.12
Cardiff East & Aberthaw 132 kV | Brynhill 33kV | Court Road Barry | Primary | 11 | -2.9801 | 50.9473 | Consumer Transformation | Headroom (MW) | N/A | 8.08 | 8.04 | 8.02 | 7.99 | 7.95 | 7.92 | 7.87 | 7.79 | 7.72 | 7.63 | 7.55 | 7.47 | 7.39 | 7.31 | 7.22 | 6.57 | 5.65 | 4.61
Cardiff East & Aberthaw 132 kV | Brynhill 33kV | Court Road Barry | Primary | 11 | -2.9801 | 50.9473 | Leading the Way | Headroom (MW) | N/A | 8.08 | 8.04 | 8.01 | 7.98 | 7.94 | 7.91 | 7.85 | 7.78 | 7.72 | 7.63 | 7.54 | 7.45 | 7.36 | 7.26 | 7.15 | 6.4 | 5.38 | 4.03
Cardiff East & Aberthaw 132 kV | Brynhill 33kV | Court Road Barry | Primary | 11 | -2.9801 | 50.9473 | Steady Progression | Headroom (MW) | N/A | 8.08 | 8.05 | 8.03 | 8.01 | 7.99 | 7.98 | 7.96 | 7.96 | 7.96 | 7.95 | 7.94 | 7.93 | 7.92 | 7.91 | 7.9 | 7.86 | 7.75 | 7.62
Cardiff East & Aberthaw 132 kV | Brynhill 33kV | Court Road Barry | Primary | 11 | -2.9801 | 50.9473 | System Transformation | Headroom (MW) | N/A | 8.08 | 8.04 | 8.02 | 8 | 7.98 | 7.96 | 7.93 | 7.94 | 7.95 | 7.94 | 7.92 | 7.91 | 7.89 | 7.87 | 7.85 | 7.7 | 7.27 | 6.83
Cardiff East & Aberthaw 132 kV | Brynhill 33kV | Court Road Barry | Primary | 11 | -2.9801 | 50.9473 | WPD Best View | Headroom (MW) | N/A | 8.08 | 8.05 | 8.03 | 8.01 | 7.99 | 7.98 | 7.96 | 7.96 | 7.96 | 7.95 | 7.94 | 7.93 | 7.92 | 7.91 | 7.9 | 7.86 | 7.75 | 7.62
Cardiff East & Aberthaw 132 kV | Brynhill 33kV | Cowbridge | Primary | 11 | -3.4468 | 51.4626 | Consumer Transformation | Headroom (MW) | Thermal | 6.15 | 6.06 | 5.97 | 5.88 | 5.65 | 4.53 | 4.32 | 3.16 | 1.77 | 0.15 | -1.44 | -3.23 | -5.1 | -6.76 | -8.76 | -12.59 | -16.56 | -21.34
Cardiff East & Aberthaw 132 kV | Brynhill 33kV | Cowbridge | Primary | 11 | -3.4468 | 51.4626 | Leading the Way | Headroom (MW) | Thermal | 6.15 | 6.06 | 5.97 | 5.87 | 4.74 | 4.5 | 4.27 | 4.04 | 3.83 | 3.62 | 3.43 | 3.24 | 1.81 | 0.48 | -0.88 | -5.1 | -10 | -12.45
Cardiff East & Aberthaw 132 kV | Brynhill 33kV | Cowbridge | Primary | 11 | -3.4468 | 51.4626 | Steady Progression | Headroom (MW) | Thermal | 6.15 | 6.1 | 6.08 | 6.07 | 6.05 | 6.02 | 5.98 | 5.69 | 5.41 | 5.05 | 4.7 | 4.26 | 3.27 | 2.33 | 1.09 | -0.46 | -1.9 | -3.5
Cardiff East & Aberthaw 132 kV | Brynhill 33kV | Cowbridge | Primary | 11 | -3.4468 | 51.4626 | System Transformation | Headroom (MW) | Thermal | 6.15 | 6.09 | 6.04 | 6 | 5.91 | 5.81 | 4.8 | 3.74 | 2.39 | 0.86 | -0.64 | -2.34 | -4.13 | -5.69 | -7.58 | -10.39 | -13.55 | -17.41
Cardiff East & Aberthaw 132 kV | Brynhill 33kV | Cowbridge | Primary | 11 | -3.4468 | 51.4626 | WPD Best View | Headroom (MW) | Thermal | 6.15 | 6.1 | 6.08 | 6.07 | 6.05 | 6.02 | 5.98 | 5.69 | 5.41 | 5.05 | 4.7 | 4.26 | 3.27 | 2.33 | 1.09 | -0.46 | -1.9 | -3.5
Cardiff East & Aberthaw 132 kV | Brynhill 33kV | Ship Hill Barry | Primary | 11 | -3.2858 | 51.3952 | Consumer Transformation | Headroom (MW) | N/A | 8.06 | 8.02 | 7.99 | 7.95 | 7.89 | 7.74 | 7.6 | 7.47 | 7.34 | 7.23 | 7.11 | 7 | 6.89 | 6.78 | 6.66 | 5.79 | 4.62 | 3.33
Cardiff East & Aberthaw 132 kV | Brynhill 33kV | Ship Hill Barry | Primary | 11 | -3.2858 | 51.3952 | Leading the Way | Headroom (MW) | N/A | 8.06 | 8.02 | 7.98 | 7.95 | 7.88 | 7.72 | 7.57 | 7.44 | 7.31 | 7.2 | 7.08 | 6.96 | 6.84 | 6.7 | 6.55 | 5.55 | 4.27 | 2.57
Cardiff East & Aberthaw 132 kV | Brynhill 33kV | Ship Hill Barry | Primary | 11 | -3.2858 | 51.3952 | Steady Progression | Headroom (MW) | N/A | 8.06 | 8.03 | 8.01 | 7.99 | 7.97 | 7.95 | 7.94 | 7.92 | 7.9 | 7.88 | 7.86 | 7.85 | 7.83 | 7.81 | 7.79 | 7.71 | 7.6 | 7.39
Cardiff East & Aberthaw 132 kV | Brynhill 33kV | Ship Hill Barry | Primary | 11 | -3.2858 | 51.3952 | System Transformation | Headroom (MW) | N/A | 8.06 | 8.02 | 8 | 7.97 | 7.95 | 7.93 | 7.9 | 7.85 | 7.79 | 7.73 | 7.67 | 7.62 | 7.57 | 7.54 | 7.5 | 7.27 | 6.73 | 6.19
Cardiff East & Aberthaw 132 kV | Brynhill 33kV | Ship Hill Barry | Primary | 11 | -3.2858 | 51.3952 | WPD Best View | Headroom (MW) | N/A | 8.06 | 8.03 | 8.01 | 7.99 | 7.97 | 7.95 | 7.94 | 7.92 | 7.9 | 7.88 | 7.86 | 7.85 | 7.83 | 7.81 | 7.79 | 7.71 | 7.6 | 7.39
Cardiff East & Aberthaw 132 kV | Cardiff Central 33kV | Sandon St. | Primary | 11 | -3.1697 | 51.4803 | Consumer Transformation | Headroom (MW) | N/A | 14.08 | 14.01 | 13.97 | 13.92 | 13.86 | 13.81 | 13.76 | 13.7 | 13.65 | 13.59 | 13.52 | 13.39 | 13.26 | 13.12 | 12.98 | 12.09 | 11.12 | 10.08
Cardiff East & Aberthaw 132 kV | Cardiff Central 33kV | Sandon St. | Primary | 11 | -3.1697 | 51.4803 | Leading the Way | Headroom (MW) | N/A | 14.08 | 14.01 | 13.96 | 13.91 | 13.85 | 13.79 | 13.73 | 13.66 | 13.59 | 13.52 | 13.44 | 13.29 | 13.15 | 13.01 | 12.86 | 11.98 | 10.96 | 9.66
Cardiff East & Aberthaw 132 kV | Cardiff Central 33kV | Sandon St. | Primary | 11 | -3.1697 | 51.4803 | Steady Progression | Headroom (MW) | N/A | 14.08 | 14.02 | 13.98 | 13.94 | 13.9 | 13.87 | 13.83 | 13.79 | 13.75 | 13.71 | 13.68 | 13.64 | 13.61 | 13.57 | 13.54 | 13.38 | 13.2 | 13.02
Cardiff East & Aberthaw 132 kV | Cardiff Central 33kV | Sandon St. | Primary | 11 | -3.1697 | 51.4803 | System Transformation | Headroom (MW) | N/A | 14.08 | 14.01 | 13.97 | 13.93 | 13.89 | 13.85 | 13.8 | 13.76 | 13.71 | 13.67 | 13.63 | 13.59 | 13.55 | 13.51 | 13.47 | 13.28 | 12.97 | 12.45
Cardiff East & Aberthaw 132 kV | Cardiff Central 33kV | Sandon St. | Primary | 11 | -3.1697 | 51.4803 | WPD Best View | Headroom (MW) | N/A | 14.08 | 14.01 | 13.97 | 13.92 | 13.86 | 13.81 | 13.76 | 13.7 | 13.65 | 13.59 | 13.52 | 13.39 | 13.26 | 13.12 | 12.98 | 12.09 | 11.12 | 10.08
Cardiff East & Aberthaw 132 kV | Cardiff Central 33kV | Taff Bank | Primary | 11 | -3.1806 | 51.4709 | Consumer Transformation | Headroom (MW) | N/A | 8.43 | 8.38 | 8.34 | 8.3 | 8.21 | 8.03 | 7.85 | 7.66 | 7.47 | 7.31 | 7.16 | 7.01 | 6.87 | 6.73 | 6.59 | 5.64 | 5.33 | 4.28
Cardiff East & Aberthaw 132 kV | Cardiff Central 33kV | Taff Bank | Primary | 11 | -3.1806 | 51.4709 | Leading the Way | Headroom (MW) | N/A | 8.43 | 8.38 | 8.34 | 8.3 | 8.2 | 8 | 7.8 | 7.59 | 7.38 | 7.19 | 7.02 | 6.86 | 6.71 | 6.57 | 6.41 | 6.2 | 5.16 | 3.83
Cardiff East & Aberthaw 132 kV | Cardiff Central 33kV | Taff Bank | Primary | 11 | -3.1806 | 51.4709 | Steady Progression | Headroom (MW) | N/A | 8.43 | 8.38 | 8.35 | 8.32 | 8.3 | 8.27 | 8.23 | 8.2 | 8.17 | 8.13 | 8.1 | 8.08 | 8.05 | 8.03 | 8 | 7.86 | 7.71 | 8.21
Cardiff East & Aberthaw 132 kV | Cardiff Central 33kV | Taff Bank | Primary | 11 | -3.1806 | 51.4709 | System Transformation | Headroom (MW) | N/A | 8.43 | 8.38 | 8.35 | 8.32 | 8.28 | 8.24 | 8.17 | 8.06 | 7.95 | 7.84 | 7.75 | 7.67 | 7.59 | 7.52 | 7.45 | 7.15 | 7.35 | 6.88
Cardiff East & Aberthaw 132 kV | Cardiff Central 33kV | Taff Bank | Primary | 11 | -3.1806 | 51.4709 | WPD Best View | Headroom (MW) | N/A | 8.43 | 8.38 | 8.34 | 8.3 | 8.21 | 8.03 | 7.85 | 7.66 | 7.47 | 7.31 | 7.16 | 7.01 | 6.87 | 6.73 | 6.59 | 5.64 | 5.33 | 4.28
Cardiff East & Aberthaw 132 kV | Cardiff Central 33kV | Wood Street | Primary | 11 | -3.178 | 51.4766 | Consumer Transformation | Headroom (MW) | N/A | 24.81 | 24.66 | 24.57 | 24.48 | 24.38 | 24.27 | 24.16 | 24.06 | 23.94 | 23.86 | 23.77 | 23.69 | 23.53 | 23.25 | 22.97 | 21.37 | 19.77 | 18.15
Cardiff East & Aberthaw 132 kV | Cardiff Central 33kV | Wood Street | Primary | 11 | -3.178 | 51.4766 | Leading the Way | Headroom (MW) | N/A | 24.81 | 24.66 | 24.57 | 24.47 | 24.37 | 24.25 | 24.12 | 24 | 23.87 | 23.78 | 23.68 | 23.59 | 23.43 | 23.14 | 22.86 | 21.3 | 19.63 | 17.79
Cardiff East & Aberthaw 132 kV | Cardiff Central 33kV | Wood Street | Primary | 11 | -3.178 | 51.4766 | Steady Progression | Headroom (MW) | N/A | 24.81 | 24.66 | 24.58 | 24.49 | 24.41 | 24.32 | 24.24 | 24.15 | 24.07 | 24 | 23.92 | 23.85 | 23.78 | 23.71 | 23.64 | 23.29 | 22.95 | 22.6
Cardiff East & Aberthaw 132 kV | Cardiff Central 33kV | Wood Street | Primary | 11 | -3.178 | 51.4766 | System Transformation | Headroom (MW) | N/A | 24.81 | 24.66 | 24.57 | 24.49 | 24.4 | 24.3 | 24.21 | 24.11 | 24.02 | 23.95 | 23.87 | 23.79 | 23.72 | 23.64 | 23.57 | 23.2 | 22.64 | 21.72
Cardiff East & Aberthaw 132 kV | Cardiff Central 33kV | Wood Street | Primary | 11 | -3.178 | 51.4766 | WPD Best View | Headroom (MW) | N/A | 24.81 | 24.66 | 24.57 | 24.48 | 24.38 | 24.27 | 24.16 | 24.06 | 23.94 | 23.86 | 23.77 | 23.69 | 23.53 | 23.25 | 22.97 | 21.37 | 19.77 | 18.15
Cardiff East & Aberthaw 132 kV | Cardiff East 11kV | Cardiff East Grid Primary | Primary | 11 | -3.144 | 51.4967 | Consumer Transformation | Headroom (MW) | Thermal | 9.7453 | 9.6216 | 9.4618 | 9.2505 | 8.6558 | 8.0756 | 7.5017 | 6.9299 | 6.3664 | 5.807 | 5.2033 | 4.5995 | 3.9929 | 3.387 | 2.777 | -0.42 | -6.68 | -13.55
Cardiff East & Aberthaw 132 kV | Cardiff East 11kV | Cardiff East Grid Primary | Primary | 11 | -3.144 | 51.4967 | Leading the Way | Headroom (MW) | Thermal | 12.1095 | 11.9549 | 11.7538 | 11.4887 | 10.7479 | 10.0262 | 9.3078 | 8.5964 | 7.8962 | 7.2029 | 6.4492 | 5.6937 | 4.9322 | 4.163 | 3.379 | -1.87 | -8.7 | -17.47
Cardiff East & Aberthaw 132 kV | Cardiff East 11kV | Cardiff East Grid Primary | Primary | 11 | -3.144 | 51.4967 | Steady Progression | Headroom (MW) | N/A | 6.1771 | 6.1674 | 6.1577 | 6.1484 | 6.1365 | 6.0956 | 6.0476 | 5.9916 | 5.9361 | 5.8648 | 5.7948 | 5.7256 | 5.6574 | 5.5895 | 5.5222 | 5.1698 | 5.1502 | 4.7838
Cardiff East & Aberthaw 132 kV | Cardiff East 11kV | Cardiff East Grid Primary | Primary | 11 | -3.144 | 51.4967 | System Transformation | Headroom (MW) | N/A | 8.181 | 8.1344 | 8.0755 | 8.0061 | 7.8491 | 7.659 | 7.4321 | 7.2064 | 6.9853 | 6.766 | 6.5286 | 6.2923 | 6.0549 | 5.8193 | 5.5813 | 4.3535 | 3.0685 | 1.7783
Cardiff East & Aberthaw 132 kV | Cardiff East 11kV | Cardiff East Grid Primary | Primary | 11 | -3.144 | 51.4967 | WPD Best View | Headroom (MW) | Thermal | 8.4396 | 8.3325 | 8.1941 | 8.0111 | 7.4961 | 6.9936 | 6.4966 | 6.0014 | 5.5134 | 5.029 | 4.5061 | 3.9832 | 3.4579 | 2.9332 | 2.4049 | -0.42 | -6.68 | -13.55
Cardiff East & Aberthaw 132 kV | Cardiff East 33kV | Crwys Road | Primary | 11 | -3.1815 | 51.4964 | Consumer Transformation | Headroom (MW) | N/A | 8.99 | 8.92 | 8.86 | 8.8 | 8.58 | 8.34 | 8.11 | 7.89 | 7.68 | 7.48 | 7.29 | 7.11 | 6.93 | 6.74 | 6.54 | 5.17 | 3.47 | 1.6
Cardiff East & Aberthaw 132 kV | Cardiff East 33kV | Crwys Road | Primary | 11 | -3.1815 | 51.4964 | Leading the Way | Headroom (MW) | N/A | 8.99 | 8.91 | 8.85 | 8.79 | 8.56 | 8.31 | 8.06 | 7.84 | 7.61 | 7.41 | 7.2 | 7 | 6.8 | 6.58 | 6.35 | 4.86 | 3.01 | 0.58
Cardiff East & Aberthaw 132 kV | Cardiff East 33kV | Crwys Road | Primary | 11 | -3.1815 | 51.4964 | Steady Progression | Headroom (MW) | N/A | 8.99 | 8.93 | 8.89 | 8.86 | 8.82 | 8.78 | 8.75 | 8.71 | 8.67 | 8.63 | 8.6 | 8.56 | 8.53 | 8.5 | 8.46 | 8.31 | 8.12 | 7.79
Cardiff East & Aberthaw 132 kV | Cardiff East 33kV | Crwys Road | Primary | 11 | -3.1815 | 51.4964 | System Transformation | Headroom (MW) | N/A | 8.99 | 8.92 | 8.88 | 8.83 | 8.78 | 8.74 | 8.62 | 8.49 | 8.38 | 8.27 | 8.17 | 8.09 | 8.01 | 7.94 | 7.88 | 7.51 | 6.74 | 5.96
Cardiff East & Aberthaw 132 kV | Cardiff East 33kV | Crwys Road | Primary | 11 | -3.1815 | 51.4964 | WPD Best View | Headroom (MW) | N/A | 8.99 | 8.92 | 8.86 | 8.8 | 8.58 | 8.34 | 8.11 | 7.89 | 7.68 | 7.48 | 7.29 | 7.11 | 6.93 | 6.74 | 6.54 | 5.17 | 3.47 | 1.6
Cardiff East & Aberthaw 132 kV | Cardiff East 33kV | Cyncoed | Primary | 11 | -3.1615 | 51.5183 | Consumer Transformation | Headroom (MW) | N/A | 23.93 | 23.77 | 23.64 | 23.47 | 22.8 | 22.21 | 21.65 | 21.11 | 20.6 | 20.13 | 19.64 | 19.15 | 18.66 | 18.15 | 17.61 | 14.07 | 9.49 | 4.45
Cardiff East & Aberthaw 132 kV | Cardiff East 33kV | Cyncoed | Primary | 11 | -3.1615 | 51.5183 | Leading the Way | Headroom (MW) | N/A | 23.93 | 23.76 | 23.62 | 23.43 | 22.73 | 22.13 | 21.56 | 21.01 | 20.51 | 20.04 | 19.51 | 18.98 | 18.42 | 17.83 | 17.19 | 13.11 | 8.07 | 1.39
Cardiff East & Aberthaw 132 kV | Cardiff East 33kV | Cyncoed | Primary | 11 | -3.1615 | 51.5183 | Steady Progression | Headroom (MW) | N/A | 23.93 | 23.81 | 23.73 | 23.65 | 23.58 | 23.51 | 23.44 | 23.37 | 23.3 | 23.23 | 23.16 | 23.09 | 23.01 | 22.94 | 22.87 | 22.54 | 21.93 | 20.83
Cardiff East & Aberthaw 132 kV | Cardiff East 33kV | Cyncoed | Primary | 11 | -3.1615 | 51.5183 | System Transformation | Headroom (MW) | N/A | 23.93 | 23.79 | 23.69 | 23.59 | 23.48 | 23.29 | 22.99 | 22.7 | 22.43 | 22.17 | 21.92 | 21.69 | 21.47 | 21.28 | 21.09 | 20.01 | 17.84 | 15.72
Cardiff East & Aberthaw 132 kV | Cardiff East 33kV | Cyncoed | Primary | 11 | -3.1615 | 51.5183 | WPD Best View | Headroom (MW) | N/A | 23.93 | 23.77 | 23.64 | 23.47 | 22.8 | 22.21 | 21.65 | 21.11 | 20.6 | 20.13 | 19.64 | 19.15 | 18.66 | 18.15 | 17.61 | 14.07 | 9.49 | 4.45
Cardiff East & Aberthaw 132 kV | Cardiff East 33kV | Heath | Primary | 11 | -3.1971 | 51.5075 | Consumer Transformation | Headroom (MW) | N/A | 26.84 | 26.71 | 26.61 | 26.5 | 26.23 | 25.76 | 25.33 | 24.91 | 24.51 | 24.14 | 23.77 | 23.41 | 23.04 | 22.66 | 22.27 | 19.54 | 16.03 | 12.18
Cardiff East & Aberthaw 132 kV | Cardiff East 33kV | Heath | Primary | 11 | -3.1971 | 51.5075 | Leading the Way | Headroom (MW) | N/A | 26.84 | 26.7 | 26.59 | 26.47 | 26.18 | 25.7 | 25.25 | 24.83 | 24.43 | 24.05 | 23.65 | 23.26 | 22.85 | 22.41 | 21.92 | 18.83 | 14.98 | 9.94
Cardiff East & Aberthaw 132 kV | Cardiff East 33kV | Heath | Primary | 11 | -3.1971 | 51.5075 | Steady Progression | Headroom (MW) | N/A | 26.84 | 26.74 | 26.67 | 26.61 | 26.55 | 26.48 | 26.42 | 26.36 | 26.3 | 26.23 | 26.17 | 26.12 | 26.06 | 26 | 25.94 | 25.68 | 25.33 | 24.6
Cardiff East & Aberthaw 132 kV | Cardiff East 33kV | Heath | Primary | 11 | -3.1971 | 51.5075 | System Transformation | Headroom (MW) | N/A | 26.84 | 26.72 | 26.64 | 26.56 | 26.47 | 26.4 | 26.32 | 26.1 | 25.89 | 25.69 | 25.49 | 25.32 | 25.17 | 25.02 | 24.89 | 24.09 | 22.42 | 20.79
Cardiff East & Aberthaw 132 kV | Cardiff East 33kV | Heath | Primary | 11 | -3.1971 | 51.5075 | WPD Best View | Headroom (MW) | N/A | 26.84 | 26.71 | 26.61 | 26.5 | 26.23 | 25.76 | 25.33 | 24.91 | 24.51 | 24.14 | 23.77 | 23.41 | 23.04 | 22.66 | 22.27 | 19.54 | 16.03 | 12.18
Cardiff East & Aberthaw 132 kV | Cardiff East 33kV | Heath Hospital Primary | Primary | 11 | -3.1942 | 51.5068 | Consumer Transformation | Headroom (MW) | N/A | 15.62 | 15.57 | 15.54 | 15.52 | 15.48 | 15.45 | 15.43 | 15.4 | 15.36 | 15.32 | 15.27 | 15.22 | 15.18 | 15.13 | 15.08 | 14.76 | 14.36 | 13.93
Cardiff East & Aberthaw 132 kV | Cardiff East 33kV | Heath Hospital Primary | Primary | 11 | -3.1942 | 51.5068 | Leading the Way | Headroom (MW) | N/A | 15.62 | 15.57 | 15.54 | 15.51 | 15.48 | 15.45 | 15.42 | 15.39 | 15.35 | 15.3 | 15.25 | 15.2 | 15.15 | 15.1 | 15.04 | 14.68 | 14.25 | 13.71
Cardiff East & Aberthaw 132 kV | Cardiff East 33kV | Heath Hospital Primary | Primary | 11 | -3.1942 | 51.5068 | Steady Progression | Headroom (MW) | N/A | 15.62 | 15.58 | 15.55 | 15.53 | 15.5 | 15.48 | 15.46 | 15.44 | 15.41 | 15.39 | 15.37 | 15.35 | 15.32 | 15.3 | 15.28 | 15.18 | 15.08 | 14.98
Cardiff East & Aberthaw 132 kV | Cardiff East 33kV | Heath Hospital Primary | Primary | 11 | -3.1942 | 51.5068 | System Transformation | Headroom (MW) | N/A | 15.62 | 15.57 | 15.55 | 15.52 | 15.5 | 15.47 | 15.44 | 15.42 | 15.4 | 15.37 | 15.35 | 15.33 | 15.3 | 15.28 | 15.26 | 15.16 | 14.93 | 14.71
Cardiff East & Aberthaw 132 kV | Cardiff East 33kV | Heath Hospital Primary | Primary | 11 | -3.1942 | 51.5068 | WPD Best View | Headroom (MW) | N/A | 15.62 | 15.57 | 15.54 | 15.52 | 15.48 | 15.45 | 15.43 | 15.4 | 15.36 | 15.32 | 15.27 | 15.22 | 15.18 | 15.13 | 15.08 | 14.76 | 14.36 | 13.93
Cardiff East & Aberthaw 132 kV | Cardiff East 33kV | Northcote St. | Primary | 11 | -3.1713 | 51.4905 | Consumer Transformation | Headroom (MW) | N/A | 26.55 | 26.44 | 26.35 | 26.25 | 26.12 | 25.9 | 25.43 | 24.97 | 24.54 | 24.15 | 23.75 | 23.38 | 23 | 22.61 | 22.21 | 19.49 | 16.1 | 12.39
Cardiff East & Aberthaw 132 kV | Cardiff East 33kV | Northcote St. | Primary | 11 | -3.1713 | 51.4905 | Leading the Way | Headroom (MW) | N/A | 26.55 | 26.43 | 26.33 | 26.22 | 26.08 | 25.84 | 25.35 | 24.88 | 24.45 | 24.03 | 23.61 | 23.21 | 22.79 | 22.36 | 21.89 | 18.91 | 15.24 | 10.43
Cardiff East & Aberthaw 132 kV | Cardiff East 33kV | Northcote St. | Primary | 11 | -3.1713 | 51.4905 | Steady Progression | Headroom (MW) | N/A | 26.55 | 26.46 | 26.41 | 26.35 | 26.29 | 26.24 | 26.18 | 26.12 | 26.05 | 25.99 | 25.94 | 25.89 | 25.83 | 25.78 | 25.73 | 25.49 | 25.17 | 24.77
Cardiff East & Aberthaw 132 kV | Cardiff East 33kV | Northcote St. | Primary | 11 | -3.1713 | 51.4905 | System Transformation | Headroom (MW) | N/A | 26.55 | 26.45 | 26.38 | 26.3 | 26.22 | 26.15 | 26.07 | 25.99 | 25.91 | 25.78 | 25.58 | 25.41 | 25.25 | 25.11 | 24.99 | 24.26 | 22.72 | 21.2
Cardiff East & Aberthaw 132 kV | Cardiff East 33kV | Northcote St. | Primary | 11 | -3.1713 | 51.4905 | WPD Best View | Headroom (MW) | N/A | 26.55 | 26.44 | 26.35 | 26.25 | 26.12 | 25.9 | 25.43 | 24.97 | 24.54 | 24.15 | 23.75 | 23.38 | 23 | 22.61 | 22.21 | 19.49 | 16.1 | 12.39
Cardiff East & Aberthaw 132 kV | Cardiff East 33kV | Park Lane SWAE | Primary | 11 | -4.2069 | 51.0238 | Consumer Transformation | Headroom (MW) | N/A | 14.13 | 14 | 13.93 | 13.85 | 13.77 | 13.68 | 13.6 | 13.51 | 13.42 | 13.29 | 13.17 | 13.05 | 12.94 | 12.83 | 12.71 | 11.98 | 11.3 | 10.58
Cardiff East & Aberthaw 132 kV | Cardiff East 33kV | Park Lane SWAE | Primary | 11 | -4.2069 | 51.0238 | Leading the Way | Headroom (MW) | N/A | 14.13 | 14 | 13.93 | 13.85 | 13.77 | 13.67 | 13.57 | 13.47 | 13.37 | 13.23 | 13.1 | 12.98 | 12.87 | 12.75 | 12.63 | 11.96 | 11.23 | 10.41
Cardiff East & Aberthaw 132 kV | Cardiff East 33kV | Park Lane SWAE | Primary | 11 | -4.2069 | 51.0238 | Steady Progression | Headroom (MW) | N/A | 14.13 | 14.01 | 13.93 | 13.86 | 13.78 | 13.71 | 13.63 | 13.56 | 13.48 | 13.41 | 13.34 | 13.27 | 13.21 | 13.14 | 13.08 | 12.78 | 12.5 | 12.25
Cardiff East & Aberthaw 132 kV | Cardiff East 33kV | Park Lane SWAE | Primary | 11 | -4.2069 | 51.0238 | System Transformation | Headroom (MW) | N/A | 14.13 | 14 | 13.93 | 13.85 | 13.78 | 13.7 | 13.61 | 13.53 | 13.45 | 13.36 | 13.3 | 13.23 | 13.16 | 13.1 | 13.03 | 12.72 | 12.38 | 11.93
Cardiff East & Aberthaw 132 kV | Cardiff East 33kV | Park Lane SWAE | Primary | 11 | -4.2069 | 51.0238 | WPD Best View | Headroom (MW) | N/A | 14.13 | 14 | 13.93 | 13.85 | 13.77 | 13.68 | 13.6 | 13.51 | 13.42 | 13.29 | 13.17 | 13.05 | 12.94 | 12.83 | 12.71 | 11.98 | 11.3 | 10.58
Cardiff East & Aberthaw 132 kV | Cardiff East 33kV | St Mellons | Primary | 11 | -3.1074 | 51.5293 | Consumer Transformation | Headroom (MW) | Thermal | 8.68 | 8.53 | 8.39 | 8.23 | 7.91 | 7.59 | 7.33 | 7.09 | 6.81 | 6.56 | 4.41 | 2.39 | 0.44 | -1.68 | -4 | -16.26 | -39.05 | -61.74
Cardiff East & Aberthaw 132 kV | Cardiff East 33kV | St Mellons | Primary | 11 | -3.1074 | 51.5293 | Leading the Way | Headroom (MW) | Thermal | 8.68 | 8.52 | 8.38 | 8.21 | 7.88 | 7.56 | 7.29 | 7.07 | 6.78 | 6.51 | 4.98 | 3.57 | 2.04 | 0.39 | -1.42 | -10.93 | -29.59 | -47.97
Cardiff East & Aberthaw 132 kV | Cardiff East 33kV | St Mellons | Primary | 11 | -3.1074 | 51.5293 | Steady Progression | Headroom (MW) | N/A | 8.68 | 8.59 | 8.53 | 8.48 | 8.43 | 8.37 | 8.32 | 8.3 | 8.25 | 8.2 | 7.92 | 7.58 | 7.14 | 6.89 | 6.73 | 6.4 | 5.34 | 4.07
Cardiff East & Aberthaw 132 kV | Cardiff East 33kV | St Mellons | Primary | 11 | -3.1074 | 51.5293 | System Transformation | Headroom (MW) | Thermal | 8.68 | 8.57 | 8.48 | 8.38 | 8.25 | 8.1 | 7.98 | 7.89 | 7.74 | 7.62 | 6.88 | 6.25 | 5.7 | 5.32 | 4.92 | 2.79 | -3.04 | -8.61
Cardiff East & Aberthaw 132 kV | Cardiff East 33kV | St Mellons | Primary | 11 | -3.1074 | 51.5293 | WPD Best View | Headroom (MW) | Thermal | 8.68 | 8.54 | 8.42 | 8.27 | 8.01 | 7.76 | 7.58 | 7.43 | 7.23 | 7.07 | 6.66 | 6.19 | 5.63 | 5.24 | 4.92 | 3.23 | 0.58 | -2.22
Cardiff East & Aberthaw 132 kV | Cardiff North 33kV | Ashgrove | Primary | 11 | -3.2171 | 51.5176 | Consumer Transformation | Headroom (MW) | Thermal | 8.39 | 8.29 | 8.22 | 8.15 | 7.94 | 7.57 | 7.21 | 6.85 | 6.51 | 6.2 | 5.88 | 5.56 | 5.23 | 4.91 | 4.57 | 2.36 | -0.36 | -3.35
Cardiff East & Aberthaw 132 kV | Cardiff North 33kV | Ashgrove | Primary | 11 | -3.2171 | 51.5176 | Leading the Way | Headroom (MW) | Thermal | 8.39 | 8.29 | 8.21 | 8.13 | 7.9 | 7.51 | 7.14 | 6.78 | 6.43 | 6.11 | 5.76 | 5.41 | 5.05 | 4.68 | 4.29 | 1.84 | -1.14 | -5.05
Cardiff East & Aberthaw 132 kV | Cardiff North 33kV | Ashgrove | Primary | 11 | -3.2171 | 51.5176 | Steady Progression | Headroom (MW) | N/A | 8.39 | 8.32 | 8.27 | 8.23 | 8.2 | 8.16 | 8.12 | 8.08 | 8.04 | 8 | 7.96 | 7.92 | 7.88 | 7.84 | 7.8 | 7.62 | 7.36 | 6.74
Cardiff East & Aberthaw 132 kV | Cardiff North 33kV | Ashgrove | Primary | 11 | -3.2171 | 51.5176 | System Transformation | Headroom (MW) | N/A | 8.39 | 8.3 | 8.25 | 8.19 | 8.14 | 8.09 | 8.03 | 7.86 | 7.68 | 7.52 | 7.35 | 7.19 | 7.04 | 6.91 | 6.79 | 6.1 | 4.81 | 3.56
Cardiff East & Aberthaw 132 kV | Cardiff North 33kV | Ashgrove | Primary | 11 | -3.2171 | 51.5176 | WPD Best View | Headroom (MW) | Thermal | 8.39 | 8.29 | 8.22 | 8.15 | 7.94 | 7.57 | 7.21 | 6.85 | 6.51 | 6.2 | 5.88 | 5.56 | 5.23 | 4.91 | 4.57 | 2.36 | -0.36 | -3.35
Cardiff East & Aberthaw 132 kV | Cardiff North 33kV | Birchgrove | Primary | 11 | -3.2002 | 51.5259 | Consumer Transformation | Headroom (MW) | N/A | 10.55 | 10.47 | 10.41 | 10.35 | 10.27 | 10.21 | 10.02 | 9.79 | 9.57 | 9.36 | 9.15 | 8.95 | 8.75 | 8.54 | 8.33 | 6.95 | 5.26 | 3.41
Cardiff East & Aberthaw 132 kV | Cardiff North 33kV | Birchgrove | Primary | 11 | -3.2002 | 51.5259 | Leading the Way | Headroom (MW) | N/A | 10.55 | 10.46 | 10.4 | 10.33 | 10.25 | 10.18 | 9.98 | 9.74 | 9.52 | 9.3 | 9.06 | 8.85 | 8.64 | 8.41 | 8.17 | 6.65 | 4.79 | 2.38
Cardiff East & Aberthaw 132 kV | Cardiff North 33kV | Birchgrove | Primary | 11 | -3.2002 | 51.5259 | Steady Progression | Headroom (MW) | N/A | 10.55 | 10.48 | 10.44 | 10.4 | 10.36 | 10.31 | 10.27 | 10.23 | 10.19 | 10.15 | 10.11 | 10.07 | 10.03 | 9.99 | 9.95 | 9.77 | 9.55 | 9.29
Cardiff East & Aberthaw 132 kV | Cardiff North 33kV | Birchgrove | Primary | 11 | -3.2002 | 51.5259 | System Transformation | Headroom (MW) | N/A | 10.55 | 10.47 | 10.42 | 10.37 | 10.32 | 10.28 | 10.22 | 10.17 | 10.12 | 10.07 | 10.01 | 9.9 | 9.8 | 9.71 | 9.62 | 9.17 | 8.34 | 7.5
Cardiff East & Aberthaw 132 kV | Cardiff North 33kV | Birchgrove | Primary | 11 | -3.2002 | 51.5259 | WPD Best View | Headroom (MW) | N/A | 10.55 | 10.47 | 10.41 | 10.35 | 10.27 | 10.21 | 10.02 | 9.79 | 9.57 | 9.36 | 9.15 | 8.95 | 8.75 | 8.54 | 8.33 | 6.95 | 5.26 | 3.41
Cardiff East & Aberthaw 132 kV | Cardiff North 33kV | Llanishen | Primary | 11 | -3.2052 | 51.5316 | Consumer Transformation | Headroom (MW) | Thermal | 5.46 | 5.33 | 5.2 | 5.04 | 4.71 | 4.42 | 4.15 | 3.9 | 3.67 | 3.46 | 3.25 | 3.03 | 2.8 | 2.57 | 2.32 | 0.57 | -1.52 | -4.16
Cardiff East & Aberthaw 132 kV | Cardiff North 33kV | Llanishen | Primary | 11 | -3.2052 | 51.5316 | Leading the Way | Headroom (MW) | Thermal | 5.46 | 5.32 | 5.19 | 5.01 | 4.67 | 4.38 | 4.1 | 3.86 | 3.64 | 3.45 | 3.2 | 2.95 | 2.7 | 2.42 | 2.39 | 0.34 | -2.28 | -5.8
Cardiff East & Aberthaw 132 kV | Cardiff North 33kV | Llanishen | Primary | 11 | -3.2052 | 51.5316 | Steady Progression | Headroom (MW) | N/A | 5.46 | 5.41 | 5.38 | 5.35 | 5.32 | 5.28 | 5.24 | 5.2 | 5.16 | 5.12 | 5.09 | 5.06 | 5.05 | 5.04 | 5.05 | 4.89 | 4.84 | 4.34
Cardiff East & Aberthaw 132 kV | Cardiff North 33kV | Llanishen | Primary | 11 | -3.2052 | 51.5316 | System Transformation | Headroom (MW) | N/A | 5.46 | 5.38 | 5.31 | 5.23 | 5.12 | 5 | 4.87 | 4.74 | 4.63 | 4.52 | 4.42 | 4.33 | 4.25 | 4.18 | 4.11 | 3.63 | 2.83 | 1.77
Cardiff East & Aberthaw 132 kV | Cardiff North 33kV | Llanishen | Primary | 11 | -3.2052 | 51.5316 | WPD Best View | Headroom (MW) | Thermal | 5.46 | 5.33 | 5.2 | 5.04 | 4.71 | 4.42 | 4.15 | 3.9 | 3.67 | 3.46 | 3.25 | 3.03 | 2.8 | 2.57 | 2.32 | 0.57 | -1.52 | -4.16
Cardiff East & Aberthaw 132 kV | Cardiff South 11kV | Cardiff South Grid | Primary | 11 | -3.1554 | 51.4653 | Consumer Transformation | Headroom (MW) | Fault level | -4.8609 | -4.8894 | -4.9241 | -4.9707 | -5.102 | -5.2278 | -5.3556 | -5.4842 | -5.6044 | -5.7239 | -5.8475 | -5.9705 | -6.0928 | -6.2144 | -6.336 | -6.9356 | -7.5248 | -8.1126
Cardiff East & Aberthaw 132 kV | Cardiff South 11kV | Cardiff South Grid | Primary | 11 | -3.1554 | 51.4653 | Leading the Way | Headroom (MW) | Fault level | -6.0402 | -6.0756 | -6.1196 | -6.1783 | -6.3424 | -6.5004 | -6.6601 | -6.8233 | -6.9726 | -7.1203 | -7.2722 | -7.4242 | -7.5761 | -7.7255 | -7.874 | -8.6243 | -9.3633 | -10.1007
Cardiff East & Aberthaw 132 kV | Cardiff South 11kV | Cardiff South Grid | Primary | 11 | -3.1554 | 51.4653 | Steady Progression | Headroom (MW) | Fault level | -3.0811 | -3.0837 | -3.0859 | -3.0881 | -3.0917 | -3.1014 | -3.1128 | -3.1265 | -3.1388 | -3.1551 | -3.1701 | -3.185 | -3.2 | -3.215 | -3.23 | -3.3013 | -3.3687 | -3.4339
Cardiff East & Aberthaw 132 kV | Cardiff South 11kV | Cardiff South Grid | Primary | 11 | -3.1554 | 51.4653 | System Transformation | Headroom (MW) | Fault level | -4.0807 | -4.0918 | -4.1052 | -4.1209 | -4.1565 | -4.1991 | -4.251 | -4.3035 | -4.3513 | -4.3986 | -4.4476 | -4.4966 | -4.545 | -4.5934 | -4.6412 | -4.871 | -5.0921 | -5.3138
Cardiff East & Aberthaw 132 kV | Cardiff South 11kV | Cardiff South Grid | Primary | 11 | -3.1554 | 51.4653 | WPD Best View | Headroom (MW) | Fault level | -4.2096 | -4.2343 | -4.2644 | -4.3047 | -4.4184 | -4.5273 | -4.6381 | -4.7494 | -4.8535 | -4.957 | -5.0641 | -5.1706 | -5.2765 | -5.3818 | -5.4871 | -6.0064 | -6.5166 | -7.0257
Cardiff East & Aberthaw 132 kV | Cardiff West 33kV | Canton | Primary | 11 | -3.204 | 51.4847 | Consumer Transformation | Headroom (MW) | N/A | 8.83 | 8.76 | 8.71 | 8.66 | 8.49 | 8.2 | 7.93 | 7.67 | 7.42 | 7.21 | 6.98 | 6.76 | 6.55 | 6.32 | 6.09 | 4.48 | 2.49 | 0.3
Cardiff East & Aberthaw 132 kV | Cardiff West 33kV | Canton | Primary | 11 | -3.204 | 51.4847 | Leading the Way | Headroom (MW) | Thermal | 8.83 | 8.76 | 8.7 | 8.64 | 8.47 | 8.17 | 7.88 | 7.61 | 7.37 | 7.14 | 6.89 | 6.66 | 6.42 | 6.17 | 5.89 | 4.12 | 1.95 | -0.94
Cardiff East & Aberthaw 132 kV | Cardiff West 33kV | Canton | Primary | 11 | -3.204 | 51.4847 | Steady Progression | Headroom (MW) | N/A | 8.83 | 8.78 | 8.75 | 8.72 | 8.7 | 8.66 | 8.63 | 8.6 | 8.57 | 8.54 | 8.51 | 8.48 | 8.45 | 8.42 | 8.39 | 8.26 | 8.08 | 7.71
Cardiff East & Aberthaw 132 kV | Cardiff West 33kV | Canton | Primary | 11 | -3.204 | 51.4847 | System Transformation | Headroom (MW) | N/A | 8.83 | 8.77 | 8.73 | 8.69 | 8.65 | 8.61 | 8.56 | 8.44 | 8.31 | 8.19 | 8.08 | 7.98 | 7.9 | 7.82 | 7.75 | 7.36 | 6.47 | 5.58
Cardiff East & Aberthaw 132 kV | Cardiff West 33kV | Canton | Primary | 11 | -3.204 | 51.4847 | WPD Best View | Headroom (MW) | N/A | 8.83 | 8.76 | 8.71 | 8.66 | 8.49 | 8.2 | 7.93 | 7.67 | 7.42 | 7.21 | 6.98 | 6.76 | 6.55 | 6.32 | 6.09 | 4.48 | 2.49 | 0.3
Cardiff East & Aberthaw 132 kV | Cardiff West 33kV | Ely | Primary | 11 | -3.2238 | 51.4831 | Consumer Transformation | Headroom (MW) | N/A | 13.2 | 13.15 | 13.1 | 13.06 | 13 | 12.82 | 12.58 | 12.35 | 12.12 | 11.9 | 11.69 | 11.49 | 11.28 | 11.06 | 10.84 | 9.39 | 7.78 | 6.03
Cardiff East & Aberthaw 132 kV | Cardiff West 33kV | Ely | Primary | 11 | -3.2238 | 51.4831 | Leading the Way | Headroom (MW) | N/A | 13.2 | 13.14 | 13.1 | 13.05 | 12.98 | 12.78 | 12.52 | 12.27 | 12.02 | 11.77 | 11.55 | 11.32 | 11.09 | 10.85 | 10.58 | 9.1 | 7.35 | 5.1
Cardiff East & Aberthaw 132 kV | Cardiff West 33kV | Ely | Primary | 11 | -3.2238 | 51.4831 | Steady Progression | Headroom (MW) | N/A | 13.2 | 13.16 | 13.13 | 13.1 | 13.08 | 13.05 | 13.02 | 12.99 | 12.95 | 12.92 | 12.89 | 12.87 | 12.84 | 12.82 | 12.79 | 12.67 | 12.51 | 12.24
Cardiff East & Aberthaw 132 kV | Cardiff West 33kV | Ely | Primary | 11 | -3.2238 | 51.4831 | System Transformation | Headroom (MW) | N/A | 13.2 | 13.15 | 13.12 | 13.08 | 13.05 | 13.01 | 12.96 | 12.91 | 12.82 | 12.7 | 12.59 | 12.49 | 12.39 | 12.29 | 12.2 | 11.75 | 10.99 | 10.24
Cardiff East & Aberthaw 132 kV | Cardiff West 33kV | Ely | Primary | 11 | -3.2238 | 51.4831 | WPD Best View | Headroom (MW) | N/A | 13.2 | 13.15 | 13.1 | 13.06 | 13 | 12.82 | 12.58 | 12.35 | 12.12 | 11.9 | 11.69 | 11.49 | 11.28 | 11.06 | 10.84 | 9.39 | 7.78 | 6.03
Cardiff East & Aberthaw 132 kV | Cardiff West 33kV | Fairwater | Primary | 11 | -3.2427 | 51.4936 | Consumer Transformation | Headroom (MW) | Thermal | 7.35 | 7.29 | 7.24 | 7.06 | 6.7 | 6.35 | 6.01 | 5.67 | 5.34 | 5.02 | 4.69 | 4.36 | 4.04 | 3.68 | 3.32 | 1.08 | -1.43 | -4.16
Cardiff East & Aberthaw 132 kV | Cardiff West 33kV | Fairwater | Primary | 11 | -3.2427 | 51.4936 | Leading the Way | Headroom (MW) | Thermal | 7.35 | 7.28 | 7.23 | 7.03 | 6.66 | 6.3 | 5.94 | 5.59 | 5.25 | 4.91 | 4.55 | 4.18 | 3.82 | 3.43 | 3.01 | 0.57 | -2.17 | -5.77
Cardiff East & Aberthaw 132 kV | Cardiff West 33kV | Fairwater | Primary | 11 | -3.2427 | 51.4936 | Steady Progression | Headroom (MW) | N/A | 7.35 | 7.3 | 7.28 | 7.25 | 7.22 | 7.19 | 7.17 | 7.14 | 7.07 | 7 | 6.93 | 6.87 | 6.82 | 6.77 | 6.72 | 6.59 | 6.27 | 5.69
Cardiff East & Aberthaw 132 kV | Cardiff West 33kV | Fairwater | Primary | 11 | -3.2427 | 51.4936 | System Transformation | Headroom (MW) | N/A | 7.35 | 7.3 | 7.26 | 7.22 | 7.12 | 6.96 | 6.77 | 6.59 | 6.41 | 6.23 | 6.06 | 5.89 | 5.73 | 5.57 | 5.42 | 4.64 | 3.45 | 2.3
Cardiff East & Aberthaw 132 kV | Cardiff West 33kV | Fairwater | Primary | 11 | -3.2427 | 51.4936 | WPD Best View | Headroom (MW) | Thermal | 7.35 | 7.29 | 7.24 | 7.06 | 6.7 | 6.35 | 6.01 | 5.67 | 5.34 | 5.02 | 4.69 | 4.36 | 4.04 | 3.68 | 3.32 | 1.08 | -1.43 | -4.16
Cardiff East & Aberthaw 132 kV | Cardiff West 33kV | Highmead | Primary | 11 | -3.2451 | 51.4765 | Consumer Transformation | Headroom (MW) | N/A | 26.6 | 26.37 | 26.16 | 25.92 | 25.46 | 25.04 | 24.63 | 24.24 | 23.87 | 23.52 | 23.2 | 22.89 | 22.57 | 22.24 | 21.88 | 19.12 | 15.64 | 11.81
Cardiff East & Aberthaw 132 kV | Cardiff West 33kV | Highmead | Primary | 11 | -3.2451 | 51.4765 | Leading the Way | Headroom (MW) | N/A | 26.6 | 26.36 | 26.14 | 25.89 | 25.42 | 24.98 | 24.56 | 24.17 | 23.79 | 23.44 | 23.08 | 22.74 | 22.38 | 21.98 | 21.53 | 18.17 | 14.34 | 9.31
Cardiff East & Aberthaw 132 kV | Cardiff West 33kV | Highmead | Primary | 11 | -3.2451 | 51.4765 | Steady Progression | Headroom (MW) | N/A | 26.6 | 26.45 | 26.37 | 26.28 | 26.2 | 26.1 | 25.99 | 25.88 | 25.78 | 25.67 | 25.57 | 25.49 | 25.42 | 25.36 | 25.31 | 25.18 | 24.82 | 24.03
Cardiff East & Aberthaw 132 kV | Cardiff West 33kV | Highmead | Primary | 11 | -3.2451 | 51.4765 | System Transformation | Headroom (MW) | N/A | 26.6 | 26.42 | 26.29 | 26.14 | 25.95 | 25.75 | 25.52 | 25.31 | 25.1 | 24.91 | 24.74 | 24.6 | 24.47 | 24.36 | 24.25 | 23.35 | 21.7 | 20.06
Cardiff East & Aberthaw 132 kV | Cardiff West 33kV | Highmead | Primary | 11 | -3.2451 | 51.4765 | WPD Best View | Headroom (MW) | N/A | 26.6 | 26.37 | 26.18 | 25.95 | 25.53 | 25.14 | 24.77 | 24.41 | 24.06 | 23.74 | 23.45 | 23.16 | 22.87 | 22.57 | 22.25 | 19.95 | 16.73 | 13.14
Cardiff East & Aberthaw 132 kV | Cardiff West 33kV | Llandough | Primary | 11 | -3.2 | 51.4463 | Consumer Transformation | Headroom (MW) | N/A | 13.46 | 13.34 | 13.23 | 13.1 | 12.85 | 12.63 | 12.43 | 12.11 | 11.78 | 11.44 | 11.19 | 10.94 | 10.68 | 10.42 | 10.14 | 8.72 | 7.01 | 5.11
Cardiff East & Aberthaw 132 kV | Cardiff West 33kV | Llandough | Primary | 11 | -3.2 | 51.4463 | Leading the Way | Headroom (MW) | N/A | 13.46 | 13.33 | 13.22 | 13.08 | 12.82 | 12.6 | 12.39 | 12.2 | 12.02 | 11.85 | 11.67 | 11.49 | 11.23 | 10.96 | 10.67 | 9.02 | 7.12 | 4.62
Cardiff East & Aberthaw 132 kV | Cardiff West 33kV | Llandough | Primary | 11 | -3.2 | 51.4463 | Steady Progression | Headroom (MW) | N/A | 13.46 | 13.39 | 13.34 | 13.3 | 13.26 | 13.21 | 13.15 | 13.07 | 13 | 12.91 | 12.85 | 12.79 | 12.71 | 12.63 | 12.55 | 12.47 | 12.29 | 11.87
Cardiff East & Aberthaw 132 kV | Cardiff West 33kV | Llandough | Primary | 11 | -3.2 | 51.4463 | System Transformation | Headroom (MW) | N/A | 13.46 | 13.37 | 13.3 | 13.22 | 13.12 | 13.01 | 12.9 | 12.67 | 12.41 | 12.14 | 11.98 | 11.81 | 11.65 | 11.51 | 11.35 | 10.87 | 10.06 | 9.25
Cardiff East & Aberthaw 132 kV | Cardiff West 33kV | Llandough | Primary | 11 | -3.2 | 51.4463 | WPD Best View | Headroom (MW) | N/A | 13.46 | 13.39 | 13.34 | 13.3 | 13.26 | 13.21 | 13.15 | 13.07 | 13 | 12.91 | 12.85 | 12.79 | 12.71 | 12.63 | 12.55 | 12.47 | 12.29 | 11.87
Cardiff East & Aberthaw 132 kV | Cardiff West 33kV | Penarth | Primary | 11 | -3.1872 | 51.4308 | Consumer Transformation | Headroom (MW) | N/A | 26.68 | 26.57 | 26.48 | 26.4 | 25.98 | 25.44 | 25 | 24.56 | 24.15 | 23.76 | 23.35 | 22.94 | 22.54 | 22.12 | 21.69 | 18.99 | 15.61 | 11.91
Cardiff East & Aberthaw 132 kV | Cardiff West 33kV | Penarth | Primary | 11 | -3.1872 | 51.4308 | Leading the Way | Headroom (MW) | N/A | 26.68 | 26.56 | 26.47 | 26.38 | 25.93 | 25.36 | 24.9 | 24.47 | 24.06 | 23.66 | 23.23 | 22.8 | 22.36 | 21.9 | 21.43 | 18.43 | 14.72 | 9.88
Cardiff East & Aberthaw 132 kV | Cardiff West 33kV | Penarth | Primary | 11 | -3.1872 | 51.4308 | Steady Progression | Headroom (MW) | N/A | 26.68 | 26.59 | 26.54 | 26.5 | 26.46 | 26.44 | 26.39 | 26.34 | 26.29 | 26.23 | 26.19 | 26.13 | 26.08 | 26.03 | 25.97 | 25.72 | 25.34 | 24.51
Cardiff East & Aberthaw 132 kV | Cardiff West 33kV | Penarth | Primary | 11 | -3.1872 | 51.4308 | System Transformation | Headroom (MW) | N/A | 26.68 | 26.58 | 26.51 | 26.45 | 26.39 | 26.32 | 26.08 | 25.85 | 25.63 | 25.42 | 25.2 | 25 | 24.81 | 24.64 | 24.47 | 23.61 | 21.99 | 20.4
Cardiff East & Aberthaw 132 kV | Cardiff West 33kV | Penarth | Primary | 11 | -3.1872 | 51.4308 | WPD Best View | Headroom (MW) | N/A | 26.68 | 26.59 | 26.54 | 26.5 | 26.46 | 26.44 | 26.39 | 26.34 | 26.29 | 26.23 | 26.19 | 26.13 | 26.08 | 26.03 | 25.97 | 25.72 | 25.34 | 24.51
Cardiff East & Aberthaw 132 kV | Cardiff West 33kV | Sanatorium | Primary | 11 | -3.2114 | 51.4783 | Consumer Transformation | Headroom (MW) | N/A | 12 | 11.95 | 11.9 | 11.85 | 11.78 | 11.52 | 11.27 | 11.03 | 10.8 | 10.59 | 10.38 | 10.17 | 9.96 | 9.75 | 9.54 | 8.15 | 6.44 | 4.57
Cardiff East & Aberthaw 132 kV | Cardiff West 33kV | Sanatorium | Primary | 11 | -3.2114 | 51.4783 | Leading the Way | Headroom (MW) | N/A | 12 | 11.94 | 11.9 | 11.84 | 11.76 | 11.48 | 11.22 | 10.97 | 10.74 | 10.51 | 10.28 | 10.05 | 9.82 | 9.6 | 9.36 | 7.88 | 6.03 | 3.59
Cardiff East & Aberthaw 132 kV | Cardiff West 33kV | Sanatorium | Primary | 11 | -3.2114 | 51.4783 | Steady Progression | Headroom (MW) | N/A | 12 | 11.96 | 11.93 | 11.9 | 11.87 | 11.85 | 11.82 | 11.79 | 11.76 | 11.73 | 11.71 | 11.68 | 11.65 | 11.63 | 11.6 | 11.47 | 11.3 | 11.02
Cardiff East & Aberthaw 132 kV | Cardiff West 33kV | Sanatorium | Primary | 11 | -3.2114 | 51.4783 | System Transformation | Headroom (MW) | N/A | 12 | 11.95 | 11.92 | 11.88 | 11.84 | 11.81 | 11.77 | 11.67 | 11.55 | 11.43 | 11.32 | 11.21 | 11.11 | 11.03 | 10.96 | 10.57 | 9.79 | 9.01
Cardiff East & Aberthaw 132 kV | Cardiff West 33kV | Sanatorium | Primary | 11 | -3.2114 | 51.4783 | WPD Best View | Headroom (MW) | N/A | 12 | 11.95 | 11.9 | 11.85 | 11.78 | 11.52 | 11.27 | 11.03 | 10.8 | 10.59 | 10.38 | 10.17 | 9.96 | 9.75 | 9.54 | 8.15 | 6.44 | 4.57
Cardiff East & Aberthaw 132 kV | East Aberthaw 33kV | Boverton | Primary | 11 | -3.4633 | 51.4063 | Consumer Transformation | Headroom (MW) | Thermal | 8.9 | 8.46 | 8.36 | 8.23 | 7.93 | 7.73 | 7.6 | 7.07 | 6.39 | 5.64 | 4.93 | 4.15 | 3.34 | 2.61 | 1.75 | -0.45 | -3.73 | -7.33
Cardiff East & Aberthaw 132 kV | East Aberthaw 33kV | Boverton | Primary | 11 | -3.4633 | 51.4063 | Leading the Way | Headroom (MW) | Thermal | 8.9 | 8.47 | 8.36 | 8.21 | 7.9 | 7.72 | 7.63 | 7.52 | 7.32 | 7.13 | 6.97 | 6.81 | 6.17 | 5.55 | 4.92 | 2.48 | -1.5 | -4.66
Cardiff East & Aberthaw 132 kV | East Aberthaw 33kV | Boverton | Primary | 11 | -3.4633 | 51.4063 | Steady Progression | Headroom (MW) | N/A | 8.9 | 8.93 | 8.48 | 8.45 | 8.43 | 8.49 | 8.54 | 8.47 | 8.38 | 8.26 | 8.15 | 8.02 | 7.69 | 7.38 | 6.97 | 6.79 | 6.04 | 5.01
Cardiff East & Aberthaw 132 kV | East Aberthaw 33kV | Boverton | Primary | 11 | -3.4633 | 51.4063 | System Transformation | Headroom (MW) | Thermal | 8.9 | 8.49 | 8.44 | 8.37 | 8.27 | 8.25 | 8.25 | 7.85 | 7.28 | 6.65 | 6.05 | 5.38 | 4.69 | 4.1 | 3.39 | 2.48 | 0.29 | -2.04
Cardiff East & Aberthaw 132 kV | East Aberthaw 33kV | Boverton | Primary | 11 | -3.4633 | 51.4063 | WPD Best View | Headroom (MW) | N/A | 8.9 | 8.93 | 8.48 | 8.45 | 8.43 | 8.49 | 8.54 | 8.47 | 8.38 | 8.26 | 8.15 | 8.02 | 7.69 | 7.38 | 6.97 | 6.79 | 6.04 | 5.01
Cardiff East & Aberthaw 132 kV | East Aberthaw 33kV | East Aberthaw Primary | Primary | 11 | -3.3884 | 51.3969 | Consumer Transformation | Headroom (MW) | Thermal | 8.77 | 8.66 | 8.58 | 8.56 | 8.45 | 8.07 | 7.79 | 6.78 | 5.58 | 4.21 | 2.84 | 1.32 | -0.28 | -1.74 | -3.47 | -7.3 | -12.05 | -17.7
Cardiff East & Aberthaw 132 kV | East Aberthaw 33kV | East Aberthaw Primary | Primary | 11 | -3.3884 | 51.3969 | Leading the Way | Headroom (MW) | Thermal | 8.77 | 8.66 | 8.57 | 8.57 | 8.48 | 7.98 | 7.62 | 7.27 | 6.92 | 6.58 | 6.21 | 5.84 | 4.53 | 3.25 | 1.96 | -2.78 | -8.52 | -12.64
Cardiff East & Aberthaw 132 kV | East Aberthaw 33kV | East Aberthaw Primary | Primary | 11 | -3.3884 | 51.3969 | Steady Progression | Headroom (MW) | Thermal | 8.77 | 8.69 | 8.65 | 8.68 | 8.71 | 8.4 | 8.11 | 7.64 | 7.18 | 6.66 | 6.41 | 6.11 | 5.38 | 4.65 | 3.69 | 2.47 | 0.58 | -1.8
Cardiff East & Aberthaw 132 kV | East Aberthaw 33kV | East Aberthaw Primary | Primary | 11 | -3.3884 | 51.3969 | System Transformation | Headroom (MW) | Thermal | 8.77 | 8.68 | 8.62 | 8.64 | 8.63 | 8.52 | 8.46 | 7.64 | 6.55 | 5.38 | 4.22 | 2.89 | 1.51 | 0.27 | -1.24 | -3.65 | -6.54 | -10.03
Cardiff East & Aberthaw 132 kV | East Aberthaw 33kV | East Aberthaw Primary | Primary | 11 | -3.3884 | 51.3969 | WPD Best View | Headroom (MW) | Thermal | 8.77 | 8.69 | 8.65 | 8.68 | 8.71 | 8.4 | 8.11 | 7.64 | 7.18 | 6.66 | 6.41 | 6.11 | 5.38 | 4.65 | 3.69 | 2.47 | 0.58 | -1.8
Cardiff East & Aberthaw 132 kV | Grangetown 11kV | Grangetown Grid Primary | Primary | 11 | -3.1938 | 51.4634 | Consumer Transformation | Headroom (MW) | Fault level | -2.4109 | -2.4533 | -2.5193 | -2.6075 | -2.8653 | -3.1495 | -3.4156 | -3.6824 | -3.9457 | -4.2139 | -4.5037 | -4.7989 | -5.097 | -5.4014 | -5.705 | -7.2044 | -8.4835 | -9.7398
Cardiff East & Aberthaw 132 kV | Grangetown 11kV | Grangetown Grid Primary | Primary | 11 | -3.1938 | 51.4634 | Leading the Way | Headroom (MW) | Fault level | -2.9958 | -3.0493 | -3.1356 | -3.2522 | -3.5785 | -3.9524 | -4.2874 | -4.6293 | -4.9634 | -5.3053 | -5.6722 | -6.0461 | -6.4242 | -6.8024 | -7.1719 | -9.0472 | -10.6531 | -12.2443
Cardiff East & Aberthaw 132 kV | Grangetown 11kV | Grangetown Grid Primary | Primary | 11 | -3.1938 | 51.4634 | Steady Progression | Headroom (MW) | Fault level | -1.5281 | -1.533 | -1.5409 | -1.5497 | -1.5603 | -1.5889 | -1.6153 | -1.6453 | -1.6748 | -1.71 | -1.747 | -1.7849 | -1.825 | -1.8677 | -1.9104 | -2.1139 | -2.2575 | -2.3971
Cardiff East & Aberthaw 132 kV | Grangetown 11kV | Grangetown Grid Primary | Primary | 11 | -3.1938 | 51.4634 | System Transformation | Headroom (MW) | Fault level | -2.0239 | -2.0414 | -2.07 | -2.1056 | -2.182 | -2.2887 | -2.4013 | -2.5139 | -2.6241 | -2.7373 | -2.8621 | -2.9916 | -3.1228 | -3.2576 | -3.3935 | -4.0462 | -4.5449 | -5.0296
Cardiff East & Aberthaw 132 kV | Grangetown 11kV | Grangetown Grid Primary | Primary | 11 | -3.1938 | 51.4634 | WPD Best View | Headroom (MW) | Fault level | -2.0879 | -2.1246 | -2.1769 | -2.2497 | -2.4603 | -2.6812 | -2.9014 | -3.1222 | -3.3388 | -3.5585 | -3.7967 | -4.0392 | -4.2859 | -4.5381 | -4.7902 | -6.0568 | -7.1375 | -8.1971
Cardiff East & Aberthaw 132 kV | Rover Way 11kV | Rover Way Primary | Primary | 11 | -3.1389 | 51.4729 | Consumer Transformation | Headroom (MW) | N/A | 7.86 | 7.79 | 7.74 | 7.69 | 7.65 | 7.6 | 6.88 | 6.21 | 5.65 | 5.24 | 5.2 | 5.16 | 5.12 | 5.08 | 5.05 | 4.76 | 15.16 | 4.72
Cardiff East & Aberthaw 132 kV | Rover Way 11kV | Rover Way Primary | Primary | 11 | -3.1389 | 51.4729 | Leading the Way | Headroom (MW) | N/A | 7.86 | 7.79 | 7.74 | 7.69 | 7.65 | 7.59 | 7.34 | 7.26 | 7.24 | 7.16 | 7.12 | 7.08 | 7.04 | 7 | 17.39 | 1.79 | 1.6 | 1.42
Cardiff East & Aberthaw 132 kV | Rover Way 11kV | Rover Way Primary | Primary | 11 | -3.1389 | 51.4729 | Steady Progression | Headroom (MW) | N/A | 7.86 | 7.79 | 7.74 | 7.69 | 7.65 | 7.61 | 6.6 | 5.6 | 4.66 | 3.76 | 2.97 | 2.31 | 2.14 | 1.89 | 1.74 | 1.57 | 1.39 | 1.22
Cardiff East & Aberthaw 132 kV | Rover Way 11kV | Rover Way Primary | Primary | 11 | -3.1389 | 51.4729 | System Transformation | Headroom (MW) | Fault level | 7.86 | 7.79 | 7.74 | 7.69 | 7.65 | 7.6 | 6.89 | 6.23 | 5.67 | 5.27 | 5.23 | 5.14 | 5.1 | 5.06 | 7.24 | -3.9675 | -3.9984 | -4.0288
Cardiff East & Aberthaw 132 kV | Rover Way 11kV | Rover Way Primary | Primary | 11 | -3.1389 | 51.4729 | WPD Best View | Headroom (MW) | N/A | 7.86 | 7.79 | 7.74 | 7.69 | 7.65 | 7.6 | 6.88 | 6.21 | 5.65 | 5.24 | 5.2 | 5.16 | 5.12 | 5.08 | 5.05 | 4.76 | 15.16 | 4.72
Cardiff East & Aberthaw 132 kV | Sully 11kV | Sully Grid Primary | Primary | 11 | -3.229 | 51.4099 | Consumer Transformation | Headroom (MW) | N/A | 14.98 | 14.87 | 14.76 | 14.63 | 14.38 | 14.12 | 13.86 | 13.6 | 13.31 | 13.04 | 12.83 | 12.62 | 12.42 | 12.21 | 11.98 | 10.23 | 7.48 | 5.45
Cardiff East & Aberthaw 132 kV | Sully 11kV | Sully Grid Primary | Primary | 11 | -3.229 | 51.4099 | Leading the Way | Headroom (MW) | N/A | 14.98 | 14.87 | 14.76 | 14.63 | 14.37 | 14.11 | 13.82 | 13.53 | 13.2 | 12.88 | 12.65 | 12.43 | 12.18 | 11.93 | 11.65 | 9.91 | 6.11 | 3.57
Cardiff East & Aberthaw 132 kV | Sully 11kV | Sully Grid Primary | Primary | 11 | -3.229 | 51.4099 | Steady Progression | Headroom (MW) | N/A | 14.2236 | 14.2192 | 14.217 | 14.2148 | 14.2117 | 14.1998 | 14.1853 | 14.1686 | 14.1518 | 14.1303 | 14.1096 | 14.0893 | 14.069 | 14.0492 | 14.0294 | 13.9241 | 13.72 | 13.24
Cardiff East & Aberthaw 132 kV | Sully 11kV | Sully Grid Primary | Primary | 11 | -3.229 | 51.4099 | System Transformation | Headroom (MW) | N/A | 14.98 | 14.89 | 14.82 | 14.74 | 14.64 | 14.53 | 14.39 | 14.25 | 14.08 | 13.92 | 13.81 | 13.7 | 13.6 | 13.51 | 13.43 | 12.92 | 11.12 | 10.19
Cardiff East & Aberthaw 132 kV | Sully 11kV | Sully Grid Primary | Primary | 11 | -3.229 | 51.4099 | WPD Best View | Headroom (MW) | N/A | 14.98 | 14.91 | 14.85 | 14.8 | 14.76 | 14.72 | 14.66 | 14.59 | 14.51 | 14.43 | 14.36 | 14.3 | 14.25 | 14.21 | 14.17 | 14.03 | 13.72 | 13.24
Cardiff East & Aberthaw 132 kV | Trowbridge 11kV | Trowbridge Primary | Primary | 11 | -3.0989 | 51.5115 | Consumer Transformation | Headroom (MW) | N/A | 12.6058 | 12.5391 | 12.4502 | 12.3237 | 12.0298 | 11.7408 | 11.4482 | 11.1668 | 10.8882 | 10.6103 | 10.3046 | 9.9975 | 9.6883 | 9.3784 | 9.0678 | 4.5551 | 1.9371 | 0.17015
Cardiff East & Aberthaw 132 kV | Trowbridge 11kV | Trowbridge Primary | Primary | 11 | -3.0989 | 51.5115 | Leading the Way | Headroom (MW) | Fault level | 15.664 | 15.5811 | 15.468 | 15.3066 | 14.9371 | 14.5744 | 14.2049 | 13.8544 | 13.5082 | 13.1637 | 12.7829 | 12.3987 | 12.0119 | 11.6208 | 11.2193 | 5.5091 | 1.1137 | -1.1432
Cardiff East & Aberthaw 132 kV | Trowbridge 11kV | Trowbridge Primary | Primary | 11 | -3.0989 | 51.5115 | Steady Progression | Headroom (MW) | N/A | 7.9902 | 7.9845 | 7.9783 | 7.9704 | 7.962 | 7.94 | 7.9145 | 7.8867 | 7.859 | 7.8242 | 7.7889 | 7.7542 | 7.7198 | 7.6855 | 7.6511 | 7.4666 | 7.2662 | 7.0636
Cardiff East & Aberthaw 132 kV | Trowbridge 11kV | Trowbridge Primary | Primary | 11 | -3.0989 | 51.5115 | System Transformation | Headroom (MW) | N/A | 10.5824 | 10.5574 | 10.5229 | 10.478 | 10.3975 | 10.2995 | 10.18 | 10.0674 | 9.956 | 9.8452 | 9.7233 | 9.6008 | 9.4765 | 9.3517 | 9.2257 | 7.3616 | 5.9378 | 5.2384
Cardiff East & Aberthaw 132 kV | Trowbridge 11kV | Trowbridge Primary | Primary | 11 | -3.0989 | 51.5115 | WPD Best View | Headroom (MW) | N/A | 10.9168 | 10.8615 | 10.7881 | 10.6834 | 10.4409 | 10.2008 | 9.9571 | 9.7224 | 9.4902 | 9.2585 | 9.004 | 8.7482 | 8.4907 | 8.232 | 7.9732 | 4.1181 | 1.9062 | 0.43196
Margam 66 kV | Margam 66 kV | Caerau Primary | Primary | 11 | -3.6458 | 51.6427 | Consumer Transformation | Headroom (MW) | Thermal | 13.55 | 13.36 | 13.22 | 13.06 | 12.71 | 12.34 | 11.54 | 10.3 | 9.32 | 8.4 | 7.62 | 6.84 | 6.06 | 5.28 | 4.42 | 0.33 | -5.05 | -10.93
Margam 66 kV | Margam 66 kV | Caerau Primary | Primary | 11 | -3.6458 | 51.6427 | Leading the Way | Headroom (MW) | Thermal | 13.55 | 13.35 | 13.21 | 13.04 | 12.67 | 12.29 | 11.42 | 10.7 | 10.08 | 9.3 | 8.81 | 8.34 | 7.65 | 6.93 | 6.16 | 2.23 | -3.07 | -8.68
Margam 66 kV | Margam 66 kV | Caerau Primary | Primary | 11 | -3.6458 | 51.6427 | Steady Progression | Headroom (MW) | N/A | 13.55 | 13.42 | 13.38 | 13.34 | 13.3 | 13.23 | 13.16 | 13.09 | 12.94 | 12.41 | 12.26 | 12.1 | 11.85 | 11.63 | 11.39 | 11.07 | 10.45 | 9.52
Margam 66 kV | Margam 66 kV | Caerau Primary | Primary | 11 | -3.6458 | 51.6427 | System Transformation | Headroom (MW) | N/A | 13.55 | 13.4 | 13.32 | 13.24 | 13.1 | 12.95 | 12.77 | 12.58 | 11.97 | 11.59 | 11.14 | 10.69 | 10.25 | 9.88 | 9.48 | 8.34 | 6.07 | 3.59
Margam 66 kV | Margam 66 kV | Caerau Primary | Primary | 11 | -3.6458 | 51.6427 | WPD Best View | Headroom (MW) | N/A | 13.55 | 13.42 | 13.38 | 13.34 | 13.3 | 13.23 | 13.16 | 13.09 | 12.94 | 12.41 | 12.26 | 12.1 | 11.85 | 11.63 | 11.39 | 11.07 | 10.45 | 9.52
Margam 66 kV | Margam 66 kV | Llynfi | Primary | 11 | -3.6117 | 51.5714 | Consumer Transformation | Headroom (MW) | Thermal | 12.51 | 12.36 | 12.22 | 12.06 | 11.77 | 11.47 | 11.16 | 10.56 | 9.84 | 9.04 | 8 | 6.89 | 5.74 | 4.69 | 3.45 | -0.48 | -4.72 | -9.7
Margam 66 kV | Margam 66 kV | Llynfi | Primary | 11 | -3.6117 | 51.5714 | Leading the Way | Headroom (MW) | Thermal | 12.51 | 12.35 | 12.21 | 12.04 | 11.74 | 11.42 | 11.07 | 10.8 | 10.49 | 10.16 | 9.82 | 9.52 | 8.56 | 7.65 | 6.7 | 2.25 | -2.82 | -6.73
Margam 66 kV | Margam 66 kV | Llynfi | Primary | 11 | -3.6117 | 51.5714 | Steady Progression | Headroom (MW) | N/A | 12.51 | 12.41 | 12.35 | 12.3 | 12.24 | 12.11 | 11.96 | 11.76 | 11.54 | 11.28 | 11.05 | 10.79 | 10.23 | 9.69 | 9 | 8.07 | 6.77 | 5.1
Margam 66 kV | Margam 66 kV | Llynfi | Primary | 11 | -3.6117 | 51.5714 | System Transformation | Headroom (MW) | Thermal | 12.51 | 12.39 | 12.3 | 12.21 | 12.08 | 11.95 | 11.8 | 11.35 | 10.76 | 10.1 | 9.21 | 8.23 | 7.21 | 6.33 | 5.28 | 3.09 | 0.31 | -2.96
Margam 66 kV | Margam 66 kV | Llynfi | Primary | 11 | -3.6117 | 51.5714 | WPD Best View | Headroom (MW) | N/A | 12.51 | 12.41 | 12.35 | 12.3 | 12.24 | 12.11 | 11.96 | 11.76 | 11.54 | 11.28 | 11.05 | 10.79 | 10.23 | 9.69 | 9 | 8.07 | 6.77 | 5.1
Margam 66 kV | Margam 66 kV | Ogmore Vale | Primary | 11 | -3.5441 | 51.608 | Consumer Transformation | Headroom (MW) | Thermal | 8.75 | 8.67 | 8.6 | 8.52 | 8.34 | 8.2 | 7.82 | 7.09 | 6.44 | 5.78 | 5.15 | 4.5 | 3.82 | 3.18 | 2.43 | -0.01 | -3.17 | -6.73
Margam 66 kV | Margam 66 kV | Ogmore Vale | Primary | 11 | -3.5441 | 51.608 | Leading the Way | Headroom (MW) | Thermal | 8.75 | 8.67 | 8.59 | 8.51 | 8.32 | 8.2 | 7.79 | 7.44 | 7.14 | 6.76 | 6.52 | 6.3 | 5.74 | 5.2 | 4.61 | 2.17 | -1.14 | -4.04
Margam 66 kV | Margam 66 kV | Ogmore Vale | Primary | 11 | -3.5441 | 51.608 | Steady Progression | Headroom (MW) | N/A | 8.75 | 8.71 | 8.68 | 8.66 | 8.64 | 8.64 | 8.6 | 8.53 | 8.42 | 8.13 | 8 | 7.86 | 7.57 | 7.3 | 6.97 | 6.56 | 6.01 | 5.29
Margam 66 kV | Margam 66 kV | Ogmore Vale | Primary | 11 | -3.5441 | 51.608 | System Transformation | Headroom (MW) | N/A | 8.75 | 8.69 | 8.65 | 8.61 | 8.54 | 8.5 | 8.41 | 8.17 | 7.69 | 7.29 | 6.82 | 6.32 | 5.8 | 5.36 | 4.84 | 3.89 | 2.25 | 0.36
Margam 66 kV | Margam 66 kV | Ogmore Vale | Primary | 11 | -3.5441 | 51.608 | WPD Best View | Headroom (MW) | N/A | 8.75 | 8.71 | 8.68 | 8.66 | 8.64 | 8.64 | 8.6 | 8.53 | 8.42 | 8.13 | 8 | 7.86 | 7.57 | 7.3 | 6.97 | 6.56 | 6.01 | 5.29
Pembroke 132 kV | Golden Hill 33kV | Golden Hill Primary | Primary | 11 | -4.908 | 51.684 | Consumer Transformation | Headroom (MW) | Thermal | 19.99 | 19.82 | 19.67 | 19.49 | 19.04 | 18.58 | 18.21 | 17.72 | 17.14 | 16.95 | 16.43 | 15.74 | 15.03 | 14.36 | 13.58 | 9.34 | 4.71 | -0.62
Pembroke 132 kV | Golden Hill 33kV | Golden Hill Primary | Primary | 11 | -4.908 | 51.684 | Leading the Way | Headroom (MW) | Thermal | 19.99 | 19.81 | 19.66 | 19.47 | 19.01 | 18.52 | 18.15 | 17.89 | 17.58 | 17.9 | 17.77 | 17.46 | 16.81 | 16.15 | 15.45 | 9.43 | 4.01 | -1.51
Pembroke 132 kV | Golden Hill 33kV | Golden Hill Primary | Primary | 11 | -4.908 | 51.684 | Steady Progression | Headroom (MW) | N/A | 19.99 | 19.9 | 19.85 | 19.8 | 19.75 | 19.62 | 19.53 | 19.43 | 19.33 | 19.42 | 19.46 | 19.42 | 19.23 | 19.06 | 18.81 | 18.89 | 18.01 | 16.47
Pembroke 132 kV | Golden Hill 33kV | Golden Hill Primary | Primary | 11 | -4.908 | 51.684 | System Transformation | Headroom (MW) | N/A | 19.99 | 19.87 | 19.78 | 19.68 | 19.52 | 19.35 | 19.25 | 19 | 18.66 | 18.7 | 18.38 | 17.91 | 17.43 | 17.03 | 16.53 | 14.62 | 12.18 | 9.34
Pembroke 132 kV | Golden Hill 33kV | Golden Hill Primary | Primary | 11 | -4.908 | 51.684 | WPD Best View | Headroom (MW) | Thermal | 19.99 | 19.82 | 19.67 | 19.49 | 19.04 | 18.58 | 18.21 | 17.72 | 17.14 | 16.95 | 16.43 | 15.74 | 15.03 | 14.36 | 13.58 | 9.34 | 4.71 | -0.62
Pembroke 132 kV | Golden Hill 33kV | Neyland | Primary | 11 | -4.9644 | 51.7176 | Consumer Transformation | Headroom (MW) | Thermal | 7.23 | 7.17 | 7.12 | 7.06 | 6.9 | 6.84 | 6.66 | 6.32 | 5.9 | 5.66 | 5.33 | 4.8 | 4.24 | 3.73 | 3.12 | 1.09 | -1.99 | -4.81
Pembroke 132 kV | Golden Hill 33kV | Neyland | Primary | 11 | -4.9644 | 51.7176 | Leading the Way | Headroom (MW) | Thermal | 7.23 | 7.17 | 7.12 | 7.05 | 6.89 | 6.86 | 6.65 | 6.48 | 6.27 | 6.4 | 6.5 | 6.36 | 5.86 | 5.39 | 4.9 | 2.48 | -1.1 | -3.44
Pembroke 132 kV | Golden Hill 33kV | Neyland | Primary | 11 | -4.9644 | 51.7176 | Steady Progression | Headroom (MW) | N/A | 7.23 | 7.2 | 7.18 | 7.16 | 7.14 | 7.13 | 7.02 | 6.88 | 6.73 | 6.68 | 6.7 | 6.64 | 6.42 | 6.22 | 5.93 | 5.75 | 5.01 | 3.97
Pembroke 132 kV | Golden Hill 33kV | Neyland | Primary | 11 | -4.9644 | 51.7176 | System Transformation | Headroom (MW) | Thermal | 7.23 | 7.19 | 7.16 | 7.12 | 7.06 | 7.13 | 7.06 | 6.82 | 6.48 | 6.34 | 6.11 | 5.67 | 5.21 | 4.82 | 4.33 | 3.4 | 1.63 | -0.07
Pembroke 132 kV | Golden Hill 33kV | Neyland | Primary | 11 | -4.9644 | 51.7176 | WPD Best View | Headroom (MW) | Thermal | 7.23 | 7.17 | 7.12 | 7.06 | 6.9 | 6.84 | 6.66 | 6.32 | 5.9 | 5.66 | 5.33 | 4.8 | 4.24 | 3.73 | 3.12 | 1.09 | -1.99 | -4.81
Pembroke 132 kV | Golden Hill 33kV | St Florence | Primary | 11 | -4.782 | 51.6802 | Consumer Transformation | Headroom (MW) | Thermal | 1.23 | 1.2 | 1.18 | 1.15 | 1.06 | 0.99 | 0.92 | 0.85 | 0.78 | 0.72 | 0.66 | 0.61 | 0.55 | 0.49 | 0.43 | -0.58 | -1.09 | -1.63
Pembroke 132 kV | Golden Hill 33kV | St Florence | Primary | 11 | -4.782 | 51.6802 | Leading the Way | Headroom (MW) | Thermal | 1.23 | 1.2 | 1.17 | 1.14 | 1.06 | 0.98 | 0.91 | 0.84 | 0.77 | 0.71 | 0.65 | 0.59 | 0.53 | 0.47 | 0.39 | -0.66 | -1.21 | -1.89
Pembroke 132 kV | Golden Hill 33kV | St Florence | Primary | 11 | -4.782 | 51.6802 | Steady Progression | Headroom (MW) | N/A | 1.23 | 1.21 | 1.2 | 1.19 | 1.18 | 1.17 | 1.15 | 1.13 | 1.11 | 1.09 | 1.08 | 1.06 | 1.05 | 1.04 | 1.03 | 1.01 | 0.95 | 0.83
Pembroke 132 kV | Golden Hill 33kV | St Florence | Primary | 11 | -4.782 | 51.6802 | System Transformation | Headroom (MW) | Thermal | 1.23 | 1.21 | 1.19 | 1.17 | 1.14 | 1.11 | 1.07 | 1.03 | 0.99 | 0.96 | 0.93 | 0.91 | 0.88 | 0.86 | 0.84 | 0.41 | 0.18 | -0.06
Pembroke 132 kV | Golden Hill 33kV | St Florence | Primary | 11 | -4.782 | 51.6802 | WPD Best View | Headroom (MW) | Thermal | 1.23 | 1.2 | 1.18 | 1.15 | 1.06 | 0.99 | 0.92 | 0.85 | 0.78 | 0.72 | 0.66 | 0.61 | 0.55 | 0.49 | 0.43 | -0.58 | -1.09 | -1.63
Pembroke 132 kV | Golden Hill 33kV | St Twynells | Primary | 11 | -4.9591 | 51.6394 | Consumer Transformation | Headroom (MW) | Thermal | 1.93 | 2.4 | 2.4 | 2.41 | 2.38 | 2.29 | 2.17 | 1.77 | 1.28 | -30.04 | -118.14 | -118.81 | -150.27 | -150.89 | -182.4 | -184.03 | -186.12 | -188.66
Pembroke 132 kV | Golden Hill 33kV | St Twynells | Primary | 11 | -4.9591 | 51.6394 | Leading the Way | Headroom (MW) | Thermal | 1.93 | 2.46 | 2.46 | 2.46 | 2.41 | 2.25 | 2.09 | 1.95 | 1.79 | 1.64 | 1.47 | 1.31 | 0.65 | 0.01 | -0.63 | -2.85 | -5.66 | -7.22
Pembroke 132 kV | Golden Hill 33kV | St Twynells | Primary | 11 | -4.9591 | 51.6394 | Steady Progression | Headroom (MW) | Thermal | 1.93 | 2.35 | 2.36 | 2.37 | 2.39 | 2.28 | 2.17 | 1.99 | 1.78 | 1.54 | 1.39 | 1.21 | 0.8 | 0.4 | -0.11 | -0.79 | -1.8 | -2.98
Pembroke 132 kV | Golden Hill 33kV | St Twynells | Primary | 11 | -4.9591 | 51.6394 | System Transformation | Headroom (MW) | Thermal | 1.93 | 2.4 | 2.41 | 2.42 | 2.42 | 2.42 | 2.39 | 2.05 | 1.6 | 1.12 | 0.5 | -0.2 | -0.93 | -1.57 | -2.35 | -3.61 | -5.17 | -7.08
Pembroke 132 kV | Golden Hill 33kV | St Twynells | Primary | 11 | -4.9591 | 51.6394 | WPD Best View | Headroom (MW) | Thermal | 1.93 | 2.4 | 2.4 | 2.41 | 2.38 | 2.29 | 2.17 | 1.77 | 1.28 | -30.04 | -118.14 | -118.81 | -150.27 | -150.89 | -182.4 | -184.03 | -186.12 | -188.66
Pembroke 132 kV | Haverfordwest 33kV | Brawdy | Primary | 11 | -5.0961 | 51.8875 | Consumer Transformation | Headroom (MW) | Thermal | -0.29 | -0.34 | -0.39 | -0.45 | -0.61 | -0.77 | -0.93 | -1.08 | -1.23 | -1.36 | -1.49 | -1.61 | -1.73 | -1.86 | -1.99 | -3.26 | -4.35 | -5.42
Pembroke 132 kV | Haverfordwest 33kV | Brawdy | Primary | 11 | -5.0961 | 51.8875 | Leading the Way | Headroom (MW) | Thermal | -0.29 | -0.35 | -0.39 | -0.45 | -0.62 | -0.79 | -0.95 | -1.11 | -1.26 | -1.4 | -1.53 | -1.66 | -1.79 | -1.92 | -2.07 | -3.39 | -4.55 | -5.87
Pembroke 132 kV | Haverfordwest 33kV | Brawdy | Primary | 11 | -5.0961 | 51.8875 | Steady Progression | Headroom (MW) | Thermal | -0.29 | -0.33 | -0.35 | -0.37 | -0.39 | -0.42 | -0.45 | -0.49 | -0.52 | -0.56 | -0.59 | -0.62 | -0.65 | -0.67 | -0.69 | -0.74 | -0.85 | -1.05
Pembroke 132 kV | Haverfordwest 33kV | Brawdy | Primary | 11 | -5.0961 | 51.8875 | System Transformation | Headroom (MW) | Thermal | -0.29 | -0.33 | -0.36 | -0.39 | -0.46 | -0.53 | -0.61 | -0.69 | -0.77 | -0.84 | -0.9 | -0.96 | -1.01 | -1.05 | -1.1 | -1.55 | -2.05 | -2.51
Pembroke 132 kV | Haverfordwest 33kV | Brawdy | Primary | 11 | -5.0961 | 51.8875 | WPD Best View | Headroom (MW) | Thermal | -0.29 | -0.34 | -0.39 | -0.45 | -0.61 | -0.77 | -0.93 | -1.08 | -1.23 | -1.36 | -1.49 | -1.61 | -1.73 | -1.86 | -1.99 | -3.26 | -4.35 | -5.42
Pembroke 132 kV | Haverfordwest 33kV | Broadfield | Primary | 11 | -4.7055 | 51.7011 | Consumer Transformation | Headroom (MW) | Thermal | 4.17 | 4.07 | 2.82 | 2.72 | 2.44 | 2.18 | 1.92 | 1.21 | 0.55 | -0.32 | -1.38 | -2.57 | -3.81 | -4.92 | -6.25 | -10.36 | -14.93 | -19.47
Pembroke 132 kV | Haverfordwest 33kV | Broadfield | Primary | 11 | -4.7055 | 51.7011 | Leading the Way | Headroom (MW) | Thermal | 4.17 | 4.06 | 2.82 | 2.71 | 2.42 | 2.16 | 1.87 | 1.6 | 1.57 | 1.35 | 1.15 | 0.95 | -0.02 | -0.94 | -1.9 | -6.39 | -11.75 | -14.8
Pembroke 132 kV | Haverfordwest 33kV | Broadfield | Primary | 11 | -4.7055 | 51.7011 | Steady Progression | Headroom (MW) | Thermal | 4.17 | 4.11 | 2.92 | 2.89 | 2.86 | 2.82 | 2.76 | 2.59 | 2.51 | 2.32 | 2.09 | 1.82 | 1.2 | 0.62 | -0.15 | -1.09 | -2.22 | -3.61
Pembroke 132 kV | Haverfordwest 33kV | Broadfield | Primary | 11 | -4.7055 | 51.7011 | System Transformation | Headroom (MW) | Thermal | 4.17 | 4.09 | 2.88 | 2.83 | 2.71 | 2.61 | 2.47 | 1.88 | 1.32 | 0.55 | -0.41 | -1.49 | -2.61 | -3.58 | -4.76 | -7.13 | -10.25 | -13.59
Pembroke 132 kV | Haverfordwest 33kV | Broadfield | Primary | 11 | -4.7055 | 51.7011 | WPD Best View | Headroom (MW) | Thermal | 4.17 | 4.07 | 2.83 | 2.73 | 2.45 | 2.19 | 1.93 | 1.23 | 0.57 | -0.3 | -1.36 | -2.54 | -3.77 | -4.88 | -6.21 | -10.28 | -14.81 | -19.31
Pembroke 132 kV | Haverfordwest 33kV | Fishguard | Primary | 11 | -4.9712 | 51.978 | Consumer Transformation | Headroom (MW) | Thermal | 4.67 | 4.61 | 4.54 | 4.44 | 4.22 | 4.05 | 4.21 | 4.27 | 4.35 | 4.38 | 4.38 | 4.36 | 4.33 | 4.29 | 4.24 | 3.22 | 0.9 | -1
Pembroke 132 kV | Haverfordwest 33kV | Fishguard | Primary | 11 | -4.9712 | 51.978 | Leading the Way | Headroom (MW) | Thermal | 4.67 | 4.61 | 4.53 | 4.44 | 4.21 | 4.05 | 4.35 | 4.52 | 4.7 | 4.77 | 4.79 | 4.74 | 4.69 | 4.6 | 4.49 | 3.07 | -0.07 | -2.46
Pembroke 132 kV | Haverfordwest 33kV | Fishguard | Primary | 11 | -4.9712 | 51.978 | Steady Progression | Headroom (MW) | N/A | 4.67 | 4.64 | 4.61 | 4.58 | 4.55 | 4.55 | 4.72 | 4.85 | 5 | 5.12 | 5.22 | 5.3 | 5.39 | 5.48 | 5.58 | 6.07 | 5.91 | 5.46
Pembroke 132 kV | Haverfordwest 33kV | Fishguard | Primary | 11 | -4.9712 | 51.978 | System Transformation | Headroom (MW) | N/A | 4.67 | 4.63 | 4.59 | 4.53 | 4.45 | 4.4 | 4.66 | 4.81 | 4.98 | 5.09 | 5.17 | 5.22 | 5.27 | 5.33 | 5.4 | 5.47 | 4.06 | 3.14
Pembroke 132 kV | Haverfordwest 33kV | Fishguard | Primary | 11 | -4.9712 | 51.978 | WPD Best View | Headroom (MW) | Thermal | 4.67 | 4.61 | 4.54 | 4.44 | 4.22 | 4.05 | 4.21 | 4.27 | 4.35 | 4.38 | 4.38 | 4.36 | 4.33 | 4.29 | 4.24 | 3.22 | 0.9 | -1
Pembroke 132 kV | Haverfordwest 33kV | Haverfordwest Power Stn | Primary | 11 | -4.9629 | 51.8029 | Consumer Transformation | Headroom (MW) | Thermal | 3.77 | 4.13 | 4.56 | 4.91 | 4.71 | 4.69 | 4.65 | 3.87 | 3.02 | 1.89 | 0.48 | -1.14 | -2.85 | -4.36 | -6.2 | -11.1 | -15.81 | -21.47
Pembroke 132 kV | Haverfordwest 33kV | Haverfordwest Power Stn | Primary | 11 | -4.9629 | 51.8029 | Leading the Way | Headroom (MW) | Thermal | 3.77 | 4.18 | 4.67 | 5.14 | 4.89 | 4.91 | 4.84 | 4.72 | 4.73 | 4.52 | 4.39 | 4.22 | 2.88 | 1.64 | 0.36 | -6.1 | -11.93 | -15.01
Pembroke 132 kV | Haverfordwest 33kV | Haverfordwest Power Stn | Primary | 11 | -4.9629 | 51.8029 | Steady Progression | Headroom (MW) | Thermal | 3.77 | 4.11 | 4.52 | 4.88 | 4.9 | 5.06 | 5.18 | 5.11 | 5.09 | 4.91 | 4.65 | 4.32 | 3.45 | 2.62 | 1.52 | 0.22 | -1.49 | -3.48
Pembroke 132 kV | Haverfordwest 33kV | Haverfordwest Power Stn | Primary | 11 | -4.9629 | 51.8029 | System Transformation | Headroom (MW) | Thermal | 3.77 | 4.15 | 4.61 | 5 | 4.95 | 5.08 | 5.16 | 4.5 | 3.74 | 2.72 | 1.4 | -0.12 | -1.72 | -3.11 | -4.8 | -8.37 | -12.11 | -16.69
Pembroke 132 kV | Haverfordwest 33kV | Haverfordwest Power Stn | Primary | 11 | -4.9629 | 51.8029 | WPD Best View | Headroom (MW) | Thermal | 3.77 | 4.13 | 4.56 | 4.91 | 4.71 | 4.69 | 4.65 | 3.87 | 3.02 | 1.89 | 0.48 | -1.14 | -2.85 | -4.36 | -6.2 | -11.1 | -15.81 | -21.47
Pembroke 132 kV | Haverfordwest 33kV | Merlins Bridge | Primary | 11 | -4.9769 | 51.792 | Consumer Transformation | Headroom (MW) | Thermal | 7.18 | 7.06 | 6.95 | 6.81 | 6.51 | 6.29 | 6.28 | 5.77 | 5.18 | 4.57 | 3.83 | 3.01 | 2.16 | 1.38 | 0.47 | -2.45 | -6.51 | -10.26
Pembroke 132 kV | Haverfordwest 33kV | Merlins Bridge | Primary | 11 | -4.9769 | 51.792 | Leading the Way | Headroom (MW) | Thermal | 7.18 | 7.06 | 6.94 | 6.79 | 6.49 | 6.27 | 6.36 | 6.11 | 5.85 | 5.65 | 5.43 | 5.21 | 4.5 | 3.8 | 3.1 | -0.16 | -4.8 | -7.94
Pembroke 132 kV | Haverfordwest 33kV | Merlins Bridge | Primary | 11 | -4.9769 | 51.792 | Steady Progression | Headroom (MW) | N/A | 7.18 | 7.12 | 7.08 | 7.04 | 7 | 6.98 | 7.08 | 6.98 | 6.9 | 6.79 | 6.65 | 6.48 | 6.1 | 5.74 | 5.27 | 4.76 | 3.97 | 2.89
Pembroke 132 kV | Haverfordwest 33kV | Merlins Bridge | Primary | 11 | -4.9769 | 51.792 | System Transformation | Headroom (MW) | Thermal | 7.18 | 7.1 | 7.03 | 6.95 | 6.83 | 6.75 | 6.87 | 6.49 | 6.01 | 5.51 | 4.88 | 4.17 | 3.44 | 2.8 | 2.05 | 0.59 | -1.96 | -4.44
Pembroke 132 kV | Haverfordwest 33kV | Merlins Bridge | Primary | 11 | -4.9769 | 51.792 | WPD Best View | Headroom (MW) | Thermal | 7.18 | 7.06 | 6.95 | 6.81 | 6.51 | 6.29 | 6.28 | 5.77 | 5.18 | 4.57 | 3.83 | 3.01 | 2.16 | 1.38 | 0.47 | -2.45 | -6.51 | -10.26
Pembroke 132 kV | Haverfordwest 33kV | Milford Haven | Primary | 11 | -4.9725 | 51.7347 | Consumer Transformation | Headroom (MW) | Thermal | 2.025 | 2.045 | 2.005 | 1.955 | 1.825 | 1.875 | 1.765 | 1.675 | 1.625 | 1.565 | 1.505 | 1.445 | 1.385 | 1.305 | 1.225 | 0.565 | -0.365 | -1.395
Pembroke 132 kV | Haverfordwest 33kV | Milford Haven | Primary | 11 | -4.9725 | 51.7347 | Leading the Way | Headroom (MW) | Thermal | 2.025 | 2.055 | 2.005 | 1.955 | 1.825 | 1.945 | 1.835 | 1.735 | 1.705 | 1.645 | 1.575 | 1.505 | 1.405 | 1.295 | 1.185 | 0.405 | -0.615 | -1.935
Pembroke 132 kV | Haverfordwest 33kV | Milford Haven | Primary | 11 | -4.9725 | 51.7347 | Steady Progression | Headroom (MW) | N/A | 2.025 | 2.055 | 2.035 | 2.025 | 2.005 | 2.115 | 2.105 | 2.095 | 2.115 | 2.115 | 2.115 | 2.115 | 2.115 | 2.125 | 2.135 | 2.185 | 2.075 | 1.845
Pembroke 132 kV | Haverfordwest 33kV | Milford Haven | Primary | 11 | -4.9725 | 51.7347 | System Transformation | Headroom (MW) | N/A | 2.025 | 2.055 | 2.035 | 2.005 | 1.955 | 2.065 | 2.005 | 1.965 | 1.965 | 1.945 | 1.925 | 1.905 | 1.885 | 1.875 | 1.865 | 1.725 | 1.275 | 0.805
Pembroke 132 kV | Haverfordwest 33kV | Milford Haven | Primary | 11 | -4.9725 | 51.7347 | WPD Best View | Headroom (MW) | Thermal | 2.025 | 2.045 | 2.005 | 1.955 | 1.825 | 1.875 | 1.765 | 1.675 | 1.625 | 1.565 | 1.505 | 1.445 | 1.385 | 1.305 | 1.225 | 0.565 | -0.365 | -1.395
Pembroke 132 kV | Haverfordwest 33kV | Nevern | Primary | 11 | -4.7917 | 52.0159 | Consumer Transformation | Headroom (MW) | N/A | 4.23 | 4.21 | 4.19 | 4.16 | 4.07 | 3.98 | 3.9 | 3.82 | 3.75 | 3.7 | 3.64 | 3.58 | 3.51 | 3.45 | 3.38 | 2.95 | 2.42 | 1.85
Pembroke 132 kV | Haverfordwest 33kV | Nevern | Primary | 11 | -4.7917 | 52.0159 | Leading the Way | Headroom (MW) | N/A | 4.23 | 4.21 | 4.18 | 4.16 | 4.07 | 3.98 | 3.89 | 3.81 | 3.73 | 3.71 | 3.64 | 3.58 | 3.51 | 3.43 | 3.36 | 2.89 | 2.32 | 1.63
Pembroke 132 kV | Haverfordwest 33kV | Nevern | Primary | 11 | -4.7917 | 52.0159 | Steady Progression | Headroom (MW) | N/A | 4.23 | 4.22 | 4.21 | 4.2 | 4.18 | 4.17 | 4.15 | 4.13 | 4.11 | 4.1 | 4.09 | 4.08 | 4.07 | 4.07 | 4.06 | 4.04 | 3.98 | 3.86
Pembroke 132 kV | Haverfordwest 33kV | Nevern | Primary | 11 | -4.7917 | 52.0159 | System Transformation | Headroom (MW) | N/A | 4.23 | 4.21 | 4.2 | 4.18 | 4.15 | 4.11 | 4.06 | 4.02 | 3.97 | 3.97 | 3.94 | 3.91 | 3.89 | 3.87 | 3.85 | 3.72 | 3.48 | 3.23
Pembroke 132 kV | Haverfordwest 33kV | Nevern | Primary | 11 | -4.7917 | 52.0159 | WPD Best View | Headroom (MW) | N/A | 4.23 | 4.21 | 4.19 | 4.16 | 4.07 | 3.98 | 3.9 | 3.82 | 3.75 | 3.7 | 3.64 | 3.58 | 3.51 | 3.45 | 3.38 | 2.95 | 2.42 | 1.85
Pembroke 132 kV | Haverfordwest 33kV | Penblewin | Primary | 11 | -4.7299 | 51.8244 | Consumer Transformation | Headroom (MW) | Thermal | 13.44 | 13.31 | 13.22 | 13.15 | 12.97 | 12.8 | 12.33 | 10.64 | 8.91 | 6.93 | 4.67 | 2.12 | -0.54 | -2.92 | -5.79 | -12.02 | -18.91 | -27.01
Pembroke 132 kV | Haverfordwest 33kV | Penblewin | Primary | 11 | -4.7299 | 51.8244 | Leading the Way | Headroom (MW) | Thermal | 13.44 | 13.3 | 13.21 | 13.15 | 12.97 | 12.82 | 12.3 | 11.84 | 11.53 | 11.06 | 10.78 | 10.51 | 8.5 | 6.63 | 4.69 | -1.77 | -9.87 | -13.49
Pembroke 132 kV | Haverfordwest 33kV | Penblewin | Primary | 11 | -4.7299 | 51.8244 | Steady Progression | Headroom (MW) | Thermal | 13.44 | 13.34 | 13.3 | 13.28 | 13.27 | 13.26 | 13.21 | 12.91 | 12.61 | 11.99 | 11.48 | 10.87 | 9.47 | 8.15 | 6.43 | 4.19 | 1.8 | -0.73
Pembroke 132 kV | Haverfordwest 33kV | Penblewin | Primary | 11 | -4.7299 | 51.8244 | System Transformation | Headroom (MW) | Thermal | 13.44 | 13.33 | 13.27 | 13.23 | 13.17 | 13.12 | 13 | 11.89 | 10.33 | 8.65 | 6.57 | 4.22 | 1.75 | -0.39 | -3.01 | -7.15 | -12.29 | -18.59
Pembroke 132 kV | Haverfordwest 33kV | Penblewin | Primary | 11 | -4.7299 | 51.8244 | WPD Best View | Headroom (MW) | Thermal | 13.44 | 13.31 | 13.23 | 13.16 | 12.99 | 12.84 | 12.48 | 11.01 | 9.41 | 7.47 | 5.27 | 2.8 | 0.19 | -2.12 | -4.91 | -10.64 | -16.92 | -24.48
Pembroke 132 kV | Haverfordwest 33kV | St Davids | Primary | 11 | -5.2529 | 51.8823 | Consumer Transformation | Headroom (MW) | Thermal | 0.98 | 0.96 | -0.08 | -0.1 | -11.93 | -11.95 | -11.94 | -29.83 | -29.87 | -35.04 | -35.08 | -35.12 | -35.16 | -35.2 | -40.37 | -76.56 | -82.1 | -82.55
Pembroke 132 kV | Haverfordwest 33kV | St Davids | Primary | 11 | -5.2529 | 51.8823 | Leading the Way | Headroom (MW) | Thermal | 0.98 | 0.96 | -0.09 | -0.11 | -11.93 | -11.94 | -11.89 | -29.78 | -29.83 | -65.76 | -65.8 | -65.84 | -65.89 | -65.95 | -71.13 | -76.61 | -82.19 | -82.72
Pembroke 132 kV | Haverfordwest 33kV | St Davids | Primary | 11 | -5.2529 | 51.8823 | Steady Progression | Headroom (MW) | N/A | 0.98 | 0.97 | 0.96 | 0.95 | 0.94 | 0.96 | 1 | 1 | 1 | 0.99 | 0.99 | 0.99 | 1 | 1.01 | 1.01 | 1.04 | 0.99 | 0.89
Pembroke 132 kV | Haverfordwest 33kV | St Davids | Primary | 11 | -5.2529 | 51.8823 | System Transformation | Headroom (MW) | Thermal | 0.98 | 0.96 | 0.95 | 0.94 | 0.91 | 0.92 | 0.97 | 0.95 | 0.93 | -11.87 | -11.88 | -11.9 | -11.91 | -11.92 | -34.9 | -34.98 | -35.18 | -35.37
Pembroke 132 kV | Haverfordwest 33kV | St Davids | Primary | 11 | -5.2529 | 51.8823 | WPD Best View | Headroom (MW) | Thermal | 0.98 | 0.96 | -0.08 | -0.1 | -11.93 | -11.95 | -11.94 | -29.83 | -29.87 | -35.04 | -35.08 | -35.12 | -35.16 | -35.2 | -40.37 | -76.56 | -82.1 | -82.55
Pembroke 132 kV | Haverfordwest 33kV | Steynton | Primary | 11 | -5.018 | 51.7292 | Consumer Transformation | Headroom (MW) | Thermal | 4 | 3.98 | 3.98 | 3.95 | 3.75 | 3.6 | 3.71 | 3.58 | 3.3 | 3.09 | 2.48 | 1.81 | 1.09 | -0.78 | -1.61 | -4.51 | -7.93 | -11.94
Pembroke 132 kV | Haverfordwest 33kV | Steynton | Primary | 11 | -5.018 | 51.7292 | Leading the Way | Headroom (MW) | Thermal | 4 | 3.99 | 4 | 3.98 | 3.81 | 3.69 | 3.94 | 4.25 | 4.4 | 4.69 | 4.53 | 4.38 | 3.76 | 1.96 | 1.34 | -2.26 | -6.39 | -9.97
Pembroke 132 kV | Haverfordwest 33kV | Steynton | Primary | 11 | -5.018 | 51.7292 | Steady Progression | Headroom (MW) | N/A | 4 | 4.02 | 4.06 | 4.1 | 4.15 | 4.22 | 4.42 | 4.6 | 4.75 | 4.95 | 4.97 | 4.97 | 4.78 | 4.59 | 4.3 | 4.39 | 3.57 | 2.37
Pembroke 132 kV | Haverfordwest 33kV | Steynton | Primary | 11 | -5.018 | 51.7292 | System Transformation | Headroom (MW) | Thermal | 4 | 4.01 | 4.05 | 4.07 | 4.05 | 4.05 | 4.34 | 4.37 | 4.26 | 4.19 | 3.74 | 3.22 | 2.67 | 1.59 | 0.97 | -0.08 | -2.28 | -4.93
Pembroke 132 kV | Haverfordwest 33kV | Steynton | Primary | 11 | -5.018 | 51.7292 | WPD Best View | Headroom (MW) | Thermal | 4 | 3.98 | 3.98 | 3.95 | 3.75 | 3.6 | 3.71 | 3.58 | 3.3 | 3.09 | 2.48 | 1.81 | 1.09 | -0.78 | -1.61 | -4.51 | -7.93 | -11.94
Pembroke 132 kV | Haverfordwest 33kV | Tenby | Primary | 11 | -4.7097 | 51.6719 | Consumer Transformation | Headroom (MW) | Thermal | 2.31 | 2.25 | 2.2 | 2.15 | 1.94 | 1.73 | 1.53 | 1.34 | 1.14 | 0.96 | 0.8 | 0.64 | 0.49 | 0.33 | 0.16 | -1.4 | -2.67 | -4.01
Pembroke 132 kV | Haverfordwest 33kV | Tenby | Primary | 11 | -4.7097 | 51.6719 | Leading the Way | Headroom (MW) | Thermal | 2.31 | 2.25 | 2.2 | 2.14 | 1.93 | 1.71 | 1.51 | 1.3 | 1.09 | 0.89 | 0.72 | 0.56 | 0.39 | 0.22 | 0.03 | -1.98 | -3.33 | -4.94
Pembroke 132 kV | Haverfordwest 33kV | Tenby | Primary | 11 | -4.7097 | 51.6719 | Steady Progression | Headroom (MW) | N/A | 2.31 | 2.27 | 2.25 | 2.23 | 2.2 | 2.16 | 2.13 | 2.08 | 2.04 | 1.99 | 1.95 | 1.92 | 1.9 | 1.87 | 1.85 | 1.77 | 1.63 | 1.37
Pembroke 132 kV | Haverfordwest 33kV | Tenby | Primary | 11 | -4.7097 | 51.6719 | System Transformation | Headroom (MW) | Thermal | 2.31 | 2.27 | 2.24 | 2.2 | 2.13 | 2.03 | 1.93 | 1.83 | 1.73 | 1.63 | 1.55 | 1.48 | 1.41 | 1.35 | 1.29 | 0.54 | -0.03 | -0.62
Pembroke 132 kV | Haverfordwest 33kV | Tenby | Primary | 11 | -4.7097 | 51.6719 | WPD Best View | Headroom (MW) | Thermal | 2.31 | 2.25 | 2.2 | 2.15 | 1.94 | 1.73 | 1.53 | 1.34 | 1.14 | 0.96 | 0.8 | 0.64 | 0.49 | 0.33 | 0.16 | -1.4 | -2.67 | -4.01
Pyle 132 kV | Bridgend 33kV | Bridgend Trading Estate | Primary | 11 | -3.5665 | 51.5033 | Consumer Transformation | Headroom (MW) | N/A | 14.94 | 14.79 | 14.67 | 14.54 | 14.2 | 13.84 | 13.53 | 13.18 | 12.86 | 12.51 | 12.23 | 11.95 | 11.66 | 11.39 | 11.1 | 8.95 | 6.72 | 4.34
Pyle 132 kV | Bridgend 33kV | Bridgend Trading Estate | Primary | 11 | -3.5665 | 51.5033 | Leading the Way | Headroom (MW) | N/A | 14.94 | 14.78 | 14.67 | 14.53 | 14.18 | 13.78 | 13.45 | 13.05 | 12.7 | 12.29 | 11.98 | 11.67 | 11.35 | 11.03 | 10.7 | 8.62 | 6.23 | 3.29
Pyle 132 kV | Bridgend 33kV | Bridgend Trading Estate | Primary | 11 | -3.5665 | 51.5033 | Steady Progression | Headroom (MW) | N/A | 14.94 | 14.83 | 14.77 | 14.71 | 14.65 | 14.55 | 14.48 | 14.38 | 14.3 | 14.21 | 14.14 | 14.08 | 14.02 | 13.97 | 13.92 | 13.77 | 13.44 | 12.9
Pyle 132 kV | Bridgend 33kV | Bridgend Trading Estate | Primary | 11 | -3.5665 | 51.5033 | System Transformation | Headroom (MW) | N/A | 14.94 | 14.82 | 14.73 | 14.65 | 14.5 | 14.32 | 14.16 | 13.96 | 13.8 | 13.6 | 13.45 | 13.32 | 13.18 | 13.07 | 12.96 | 12.32 | 11.26 | 10.18
Pyle 132 kV | Bridgend 33kV | Bridgend Trading Estate | Primary | 11 | -3.5665 | 51.5033 | WPD Best View | Headroom (MW) | N/A | 14.94 | 14.83 | 14.77 | 14.71 | 14.65 | 14.55 | 14.48 | 14.38 | 14.3 | 14.21 | 14.14 | 14.08 | 14.02 | 13.97 | 13.92 | 13.77 | 13.44 | 12.9
Pyle 132 kV | Bridgend 33kV | Litchard | Primary | 11 | -3.5739 | 51.5237 | Consumer Transformation | Headroom (MW) | Thermal | 15.61 | 15.49 | 15.4 | 15.31 | 15.19 | 14.78 | 14.38 | 12.94 | 12.29 | 11.65 | 10.92 | 10.13 | 9.31 | 8.56 | 7.69 | 4.34 | 0.37 | -4.17
Pyle 132 kV | Bridgend 33kV | Litchard | Primary | 11 | -3.5739 | 51.5237 | Leading the Way | Headroom (MW) | Thermal | 15.61 | 15.48 | 15.39 | 15.29 | 15.16 | 13.87 | 13.45 | 13.02 | 12.55 | 12.14 | 11.79 | 11.4 | 10.66 | 9.95 | 9.19 | 5.66 | 1.19 | -3.23
Pyle 132 kV | Bridgend 33kV | Litchard | Primary | 11 | -3.5739 | 51.5237 | Steady Progression | Headroom (MW) | N/A | 15.61 | 15.51 | 15.44 | 15.38 | 15.31 | 15.24 | 15.19 | 15.14 | 15.07 | 14.36 | 14.19 | 14 | 13.66 | 13.33 | 12.94 | 12.33 | 11.44 | 10.22
Pyle 132 kV | Bridgend 33kV | Litchard | Primary | 11 | -3.5739 | 51.5237 | System Transformation | Headroom (MW) | N/A | 15.61 | 15.5 | 15.42 | 15.34 | 15.26 | 15.16 | 15.11 | 13.98 | 13.51 | 13.05 | 12.49 | 11.87 | 11.23 | 10.68 | 10.05 | 8.6 | 6.23 | 3.6
Pyle 132 kV | Bridgend 33kV | Litchard | Primary | 11 | -3.5739 | 51.5237 | WPD Best View | Headroom (MW) | N/A | 15.61 | 15.51 | 15.44 | 15.38 | 15.31 | 15.24 | 15.19 | 15.14 | 15.07 | 14.36 | 14.19 | 14 | 13.66 | 13.33 | 12.94 | 12.33 | 11.44 | 10.22
Pyle 132 kV | Bridgend 33kV | Llangewydd | Primary | 11 | -3.5993 | 51.5128 | Consumer Transformation | Headroom (MW) | Thermal | 11.32 | 11.19 | 10.97 | 10.72 | 10.33 | 9.74 | 4.93 | -3.8 | -10.08 | -15.82 | -21.56 | -26.94 | -32.14 | -37.79 | -43.95 | -75.49 | -104.83 | -135.03
Pyle 132 kV | Bridgend 33kV | Llangewydd | Primary | 11 | -3.5993 | 51.5128 | Leading the Way | Headroom (MW) | Thermal | 11.32 | 11.19 | 11.05 | 10.89 | 10.62 | 10.11 | 5.03 | 0.85 | -2.26 | -7 | -10.99 | -14.66 | -18.63 | -22.94 | -27.63 | -51.5 | -74.34 | -98.79
Pyle 132 kV | Bridgend 33kV | Llangewydd | Primary | 11 | -3.5993 | 51.5128 | Steady Progression | Headroom (MW) | Thermal | 11.32 | 11.21 | 11.13 | 11.06 | 10.98 | 10.89 | 10.81 | 10.72 | 9.9 | 5.57 | 4.81 | 3.89 | 2.66 | 1.95 | 1.43 | -0.04 | -1.63 | -3.1
Pyle 132 kV | Bridgend 33kV | Llangewydd | Primary | 11 | -3.5993 | 51.5128 | System Transformation | Headroom (MW) | Thermal | 11.32 | 11.2 | 11.11 | 11.01 | 10.89 | 10.76 | 10.62 | 10.39 | 6.58 | 4.84 | 2.91 | 1.26 | -0.17 | -1.18 | -2.24 | -7.97 | -14.84 | -22.28
Pyle 132 kV | Bridgend 33kV | Llangewydd | Primary | 11 | -3.5993 | 51.5128 | WPD Best View | Headroom (MW) | Thermal | 11.32 | 11.21 | 11.13 | 11.06 | 10.98 | 10.89 | 10.81 | 10.72 | 9.9 | 5.57 | 4.81 | 3.89 | 2.66 | 1.95 | 1.43 | -0.04 | -1.63 | -3.1
Pyle 132 kV | Bridgend 33kV | Schwyll | Primary | 11 | -3.6021 | 51.4811 | Consumer Transformation | Headroom (MW) | Thermal | 4.01 | 3.96 | 3.92 | 3.87 | 3.79 | 3.7 | 3.62 | 3.12 | 2.51 | 1.81 | 1.12 | 0.34 | -0.48 | -1.21 | -2.08 | -3.68 | -5.36 | -7.4
Pyle 132 kV | Bridgend 33kV | Schwyll | Primary | 11 | -3.6021 | 51.4811 | Leading the Way | Headroom (MW) | Thermal | 4.01 | 3.96 | 3.92 | 3.87 | 3.78 | 3.69 | 3.6 | 3.52 | 3.44 | 3.36 | 3.28 | 3.21 | 2.59 | 2.01 | 1.42 | -0.36 | -2.46 | -3.44
Pyle 132 kV | Bridgend 33kV | Schwyll | Primary | 11 | -3.6021 | 51.4811 | Steady Progression | Headroom (MW) | Thermal | 4.01 | 3.97 | 3.95 | 3.93 | 3.92 | 3.89 | 3.87 | 3.75 | 3.62 | 3.46 | 3.3 | 3.1 | 2.65 | 2.23 | 1.67 | 0.96 | 0.31 | -0.4
Pyle 132 kV | Bridgend 33kV | Schwyll | Primary | 11 | -3.6021 | 51.4811 | System Transformation | Headroom (MW) | Thermal | 4.01 | 3.97 | 3.94 | 3.91 | 3.88 | 3.83 | 3.78 | 3.32 | 2.72 | 2.05 | 1.39 | 0.64 | -0.14 | -0.82 | -1.65 | -2.88 | -4.26 | -5.95
Pyle 132 kV | Bridgend 33kV | Schwyll | Primary | 11 | -3.6021 | 51.4811 | WPD Best View | Headroom (MW) | Thermal | 4.01 | 3.97 | 3.95 | 3.93 | 3.92 | 3.89 | 3.87 | 3.75 | 3.62 | 3.46 | 3.3 | 3.1 | 2.65 | 2.23 | 1.67 | 0.96 | 0.31 | -0.4
Pyle 132 kV | Pyle 33kV | Nottage | Primary | 11 | -3.7024 | 51.4912 | Consumer Transformation | Headroom (MW) | Thermal | 11.78 | 11.61 | 11.44 | 11.25 | 10.86 | 10.49 | 10.13 | 9.77 | 9.41 | 9.08 | 8.75 | 8.44 | 8.13 | 7.82 | 7.48 | 5.34 | 2.31 | -0.66
Pyle 132 kV | Pyle 33kV | Nottage | Primary | 11 | -3.7024 | 51.4912 | Leading the Way | Headroom (MW) | Thermal | 11.78 | 11.6 | 11.43 | 11.23 | 10.82 | 10.44 | 10.07 | 9.69 | 9.33 | 8.99 | 8.61 | 8.27 | 7.94 | 7.59 | 7.21 | 4.85 | 2.52 | -1.39
Pyle 132 kV | Pyle 33kV | Nottage | Primary | 11 | -3.7024 | 51.4912 | Steady Progression | Headroom (MW) | N/A | 11.78 | 11.68 | 11.62 | 11.57 | 11.51 | 11.44 | 11.36 | 11.28 | 11.21 | 11.13 | 11.06 | 10.99 | 10.93 | 10.88 | 10.84 | 10.75 | 10.45 | 9.82
Pyle 132 kV | Pyle 33kV | Nottage | Primary | 11 | -3.7024 | 51.4912 | System Transformation | Headroom (MW) | N/A | 11.78 | 11.65 | 11.55 | 11.45 | 11.29 | 11.12 | 10.93 | 10.73 | 10.54 | 10.35 | 10.17 | 10.01 | 9.88 | 9.76 | 9.64 | 8.99 | 7.38 | 6.11
Pyle 132 kV | Pyle 33kV | Nottage | Primary | 11 | -3.7024 | 51.4912 | WPD Best View | Headroom (MW) | N/A | 11.78 | 11.68 | 11.62 | 11.57 | 11.51 | 11.44 | 11.36 | 11.28 | 11.21 | 11.13 | 11.06 | 10.99 | 10.93 | 10.88 | 10.84 | 10.75 | 10.45 | 9.82
Pyle 132 kV | Pyle 33kV | Pyle Primary | Primary | 11 | -3.6918 | 51.535 | Consumer Transformation | Headroom (MW) | Thermal | 9.69 | 9.52 | 9.38 | 9.21 | 8.95 | 8.45 | 7.91 | 7.14 | 6.33 | 5.46 | 3.24 | 1.04 | -1.15 | -3.38 | -5.86 | -17.18 | -36.43 | -55.66
Pyle 132 kV | Pyle 33kV | Pyle Primary | Primary | 11 | -3.6918 | 51.535 | Leading the Way | Headroom (MW) | Thermal | 9.69 | 9.51 | 9.37 | 9.19 | 8.95 | 8.36 | 7.69 | 7.02 | 6.36 | 5.71 | 4.28 | 2.94 | 1.06 | -0.87 | -2.93 | -13.29 | -31.22 | -47.02
Pyle 132 kV | Pyle 33kV | Pyle Primary | Primary | 11 | -3.6918 | 51.535 | Steady Progression | Headroom (MW) | Thermal | 9.69 | 9.58 | 9.51 | 9.45 | 9.46 | 9.1 | 8.7 | 8.24 | 7.78 | 7.3 | 6.96 | 6.55 | 5.88 | 5.34 | 4.75 | 3.82 | 1.63 | -1.21
Pyle 132 kV | Pyle 33kV | Pyle Primary | Primary | 11 | -3.6918 | 51.535 | System Transformation | Headroom (MW) | Thermal | 9.69 | 9.56 | 9.46 | 9.36 | 9.3 | 9.16 | 8.96 | 8.48 | 7.89 | 7.34 | 6.25 | 5.15 | 4.08 | 3.21 | 2.21 | -0.88 | -7.28 | -13.22
Pyle 132 kV | Pyle 33kV | Pyle Primary | Primary | 11 | -3.6918 | 51.535 | WPD Best View | Headroom (MW) | Thermal | 9.69 | 9.58 | 9.51 | 9.45 | 9.46 | 9.1 | 8.7 | 8.24 | 7.78 | 7.3 | 6.96 | 6.55 | 5.88 | 5.34 | 4.75 | 3.82 | 1.63 | -1.21
Pyle 132 kV | Waterton 11kV | Waterton Industrial Primary | Primary | 11 | -3.5351 | 51.5012 | Consumer Transformation | Headroom (MW) | N/A | 14.31 | 14.2 | 13.68 | 13.57 | 13.28 | 12.99 | 12.73 | 12.38 | 12.01 | 11.58 | 11.3 | 11.01 | 10.72 | 10.45 | 10.16 | 8.21 | 5.55 | 3.62
Pyle 132 kV | Waterton 11kV | Waterton Industrial Primary | Primary | 11 | -3.5351 | 51.5012 | Leading the Way | Headroom (MW) | N/A | 14.31 | 14.19 | 13.68 | 13.56 | 13.27 | 12.95 | 12.66 | 12.39 | 12.14 | 11.8 | 11.56 | 11.33 | 11.03 | 10.74 | 10.43 | 8.6 | 4.91 | 2.56
Pyle 132 kV | Waterton 11kV | Waterton Industrial Primary | Primary | 11 | -3.5351 | 51.5012 | Steady Progression | Headroom (MW) | N/A | 14.31 | 14.24 | 14.19 | 14.15 | 13.68 | 13.63 | 13.58 | 13.51 | 13.46 | 13.38 | 13.34 | 13.29 | 13.22 | 13.16 | 13.09 | 13.04 | 12.8 | 12.35
Pyle 132 kV | Waterton 11kV | Waterton Industrial Primary | Primary | 11 | -3.5351 | 51.5012 | System Transformation | Headroom (MW) | N/A | 14.31 | 14.22 | 14.16 | 13.67 | 13.55 | 13.42 | 13.3 | 13.08 | 12.85 | 12.55 | 12.38 | 12.19 | 12.02 | 11.88 | 11.72 | 11.22 | 9.5 | 8.6
Pyle 132 kV | Waterton 11kV | Waterton Industrial Primary | Primary | 11 | -3.5351 | 51.5012 | WPD Best View | Headroom (MW) | N/A | 14.31 | 14.24 | 14.19 | 14.15 | 13.68 | 13.63 | 13.58 | 13.51 | 13.46 | 13.38 | 13.34 | 13.29 | 13.22 | 13.16 | 13.09 | 13.04 | 12.8 | 12.35
Rassau 132 kV | Abergavenny 11kV | Abergavenny Primary | Primary | 11 | -3.0136 | 51.8393 | Consumer Transformation | Headroom (MW) | Thermal | 32.94 | 32.61 | 32.32 | 32.06 | 31.42 | 30.71 | 29.94 | 28.3 | 26.48 | 24.47 | 21.92 | 19.12 | 16.22 | 13.58 | 10.47 | 2.84 | -6.74 | -18.02
Rassau 132 kV | Abergavenny 11kV | Abergavenny Primary | Primary | 11 | -3.0136 | 51.8393 | Leading the Way | Headroom (MW) | Thermal | 32.94 | 32.6 | 32.36 | 32.02 | 31.39 | 30.56 | 29.7 | 28.82 | 27.96 | 27.1 | 26.26 | 25.41 | 22.95 | 20.64 | 18.26 | 9.47 | -2.22 | -10.65
Rassau 132 kV | Abergavenny 11kV | Abergavenny Primary | Primary | 11 | -3.0136 | 51.8393 | Steady Progression | Headroom (MW) | N/A | 32.94 | 32.72 | 32.62 | 32.55 | 32.47 | 32.14 | 31.8 | 31.23 | 30.68 | 30.05 | 29.5 | 28.87 | 27.52 | 26.24 | 24.59 | 22.46 | 19.41 | 15.6
Rassau 132 kV | Abergavenny 11kV | Abergavenny Primary | Primary | 11 | -3.0136 | 51.8393 | System Transformation | Headroom (MW) | Thermal | 32.94 | 32.68 | 32.53 | 32.38 | 32.13 | 31.82 | 31.5 | 30.26 | 28.76 | 27.14 | 24.98 | 22.59 | 20.13 | 17.96 | 15.34 | 10.99 | 4.68 | -2.81
Rassau 132 kV | Abergavenny 11kV | Abergavenny Primary | Primary | 11 | -3.0136 | 51.8393 | WPD Best View | Headroom (MW) | N/A | 32.94 | 32.72 | 32.62 | 32.55 | 32.46 | 32.13 | 31.77 | 31.17 | 30.57 | 29.91 | 29.31 | 28.64 | 27.25 | 25.92 | 24.27 | 22.13 | 19.08 | 15.27
Rassau 132 kV | Abergavenny 66kV | Blaenavon | Primary | 11 | -3.0982 | 51.7698 | Consumer Transformation | Headroom (MW) | N/A | 15.78 | 15.7 | 15.64 | 15.57 | 15.44 | 15.3 | 15.19 | 15.06 | 14.95 | 14.85 | 14.75 | 14.67 | 14.57 | 14.48 | 14.38 | 13.63 | 12.69 | 11.64
Rassau 132 kV | Abergavenny 66kV | Blaenavon | Primary | 11 | -3.0982 | 51.7698 | Leading the Way | Headroom (MW) | N/A | 15.78 | 15.7 | 15.64 | 15.56 | 15.43 | 15.28 | 15.17 | 15.04 | 14.93 | 14.81 | 14.71 | 14.61 | 14.51 | 14.4 | 14.29 | 13.48 | 12.46 | 11.11
Rassau 132 kV | Abergavenny 66kV | Blaenavon | Primary | 11 | -3.0982 | 51.7698 | Steady Progression | Headroom (MW) | N/A | 15.78 | 15.72 | 15.69 | 15.66 | 15.63 | 15.59 | 15.56 | 15.52 | 15.49 | 15.46 | 15.44 | 15.41 | 15.39 | 15.38 | 15.36 | 15.34 | 15.24 | 15.01
Rassau 132 kV | Abergavenny 66kV | Blaenavon | Primary | 11 | -3.0982 | 51.7698 | System Transformation | Headroom (MW) | N/A | 15.78 | 15.72 | 15.67 | 15.63 | 15.56 | 15.49 | 15.43 | 15.36 | 15.31 | 15.25 | 15.2 | 15.15 | 15.12 | 15.09 | 15.06 | 14.88 | 14.43 | 13.97
Rassau 132 kV | Abergavenny 66kV | Blaenavon | Primary | 11 | -3.0982 | 51.7698 | WPD Best View | Headroom (MW) | N/A | 15.78 | 15.7 | 15.64 | 15.56 | 15.43 | 15.28 | 15.17 | 15.04 | 14.93 | 14.81 | 14.71 | 14.61 | 14.51 | 14.4 | 14.29 | 13.48 | 12.46 | 11.11
Rassau 132 kV | Abergavenny 66kV | Brecon | Primary | 11 | -3.3897 | 51.9437 | Consumer Transformation | Headroom (MW) | Thermal | 10.92 | 10.76 | 10.61 | 10.44 | 10.06 | 9.57 | 8.6 | 5.79 | 2.94 | -0.18 | -3.94 | -8.13 | -12.51 | -16.44 | -21.17 | -31.21 | -43.73 | -58.51
Rassau 132 kV | Abergavenny 66kV | Brecon | Primary | 11 | -3.3897 | 51.9437 | Leading the Way | Headroom (MW) | Thermal | 10.92 | 10.75 | 10.6 | 10.43 | 10.03 | 9.51 | 8.45 | 7.51 | 6.71 | 5.73 | 5.09 | 4.46 | 1.11 | -2.04 | -5.29 | -15.78 | -30.29 | -37.78
Rassau 132 kV | Abergavenny 66kV | Brecon | Primary | 11 | -3.3897 | 51.9437 | Steady Progression | Headroom (MW) | Thermal | 10.92 | 10.82 | 10.76 | 10.7 | 10.64 | 10.46 | 10.27 | 9.74 | 9.13 | 7.99 | 7.17 | 6.17 | 3.94 | 1.85 | -0.88 | -4.42 | -8.58 | -13.1
Rassau 132 kV | Abergavenny 66kV | Brecon | Primary | 11 | -3.3897 | 51.9437 | System Transformation | Headroom (MW) | Thermal | 10.92 | 10.79 | 10.7 | 10.6 | 10.45 | 10.25 | 10.03 | 8.4 | 5.93 | 3.46 | 0.12 | -3.63 | -7.57 | -10.99 | -15.15 | -21.49 | -30.24 | -40.97
Rassau 132 kV | Abergavenny 66kV | Brecon | Primary | 11 | -3.3897 | 51.9437 | WPD Best View | Headroom (MW) | Thermal | 10.92 | 10.75 | 10.6 | 10.43 | 10.03 | 9.51 | 8.45 | 7.51 | 6.71 | 5.73 | 5.09 | 4.46 | 1.11 | -2.04 | -5.29 | -15.78 | -30.29 | -37.77
Rassau 132 kV | Abergavenny 66kV | Builth Wells | Primary | 11 | -3.3722 | 52.1551 | Consumer Transformation | Headroom (MW) | Thermal | 8.26 | 8.16 | 8.08 | 7.99 | 7.78 | 7.38 | 6.79 | 4.41 | 1.74 | -1.29 | -5.28 | -9.79 | -14.51 | -18.7 | -23.77 | -33.11 | -44.41 | -58.12
Rassau 132 kV | Abergavenny 66kV | Builth Wells | Primary | 11 | -3.3722 | 52.1551 | Leading the Way | Headroom (MW) | Thermal | 8.26 | 8.16 | 8.07 | 7.98 | 7.76 | 7.41 | 6.83 | 6.29 | 5.81 | 5.24 | 4.85 | 4.47 | 0.96 | -2.28 | -5.6 | -15.37 | -28.99 | -33.91
Rassau 132 kV | Abergavenny 66kV | Builth Wells | Primary | 11 | -3.3722 | 52.1551 | Steady Progression | Headroom (MW) | Thermal | 8.26 | 8.19 | 8.16 | 8.12 | 8.08 | 7.93 | 7.78 | 7.23 | 6.65 | 5.77 | 4.9 | 3.82 | 1.33 | -1.04 | -4.15 | -8.22 | -12.78 | -17.52
Rassau 132 kV | Abergavenny 66kV | Builth Wells | Primary | 11 | -3.3722 | 52.1551 | System Transformation | Headroom (MW) | Thermal | 8.26 | 8.18 | 8.13 | 8.07 | 7.98 | 7.83 | 7.67 | 5.88 | 3.45 | 0.82 | -2.87 | -7.09 | -11.52 | -15.37 | -20.07 | -26.99 | -36.06 | -47.34
Rassau 132 kV | Abergavenny 66kV | Builth Wells | Primary | 11 | -3.3722 | 52.1551 | WPD Best View | Headroom (MW) | Thermal | 8.26 | 8.16 | 8.07 | 7.98 | 7.76 | 7.41 | 6.83 | 6.29 | 5.81 | 5.24 | 4.85 | 4.47 | 0.96 | -2.28 | -5.6 | -15.37 | -28.99 | -33.91
Rassau 132 kV | Abergavenny 66kV | Crickhowell | Primary | 11 | -3.129 | 51.8666 | Consumer Transformation | Headroom (MW) | N/A | 8.27 | 8.21 | 8.16 | 8.09 | 7.96 | 7.78 | 7.61 | 7.44 | 7.28 | 7.13 | 6.97 | 6.82 | 6.68 | 6.52 | 6.37 | 5.33 | 3.98 | 2.49
Rassau 132 kV | Abergavenny 66kV | Crickhowell | Primary | 11 | -3.129 | 51.8666 | Leading the Way | Headroom (MW) | N/A | 8.27 | 8.21 | 8.15 | 8.09 | 7.95 | 7.74 | 7.54 | 7.35 | 7.16 | 6.98 | 6.79 | 6.61 | 6.42 | 6.22 | 6.02 | 4.76 | 3.27 | 1.42
Rassau 132 kV | Abergavenny 66kV | Crickhowell | Primary | 11 | -3.129 | 51.8666 | Steady Progression | Headroom (MW) | N/A | 8.27 | 8.23 | 8.21 | 8.18 | 8.16 | 8.05 | 7.94 | 7.83 | 7.72 | 7.61 | 7.58 | 7.56 | 7.54 | 7.52 | 7.51 | 7.47 | 7.16 | 6.65
Rassau 132 kV | Abergavenny 66kV | Crickhowell | Primary | 11 | -3.129 | 51.8666 | System Transformation | Headroom (MW) | N/A | 8.27 | 8.22 | 8.19 | 8.15 | 8.1 | 8.03 | 7.96 | 7.88 | 7.79 | 7.73 | 7.67 | 7.61 | 7.56 | 7.51 | 7.47 | 7.16 | 6.65 | 6.13
Rassau 132 kV | Abergavenny 66kV | Crickhowell | Primary | 11 | -3.129 | 51.8666 | WPD Best View | Headroom (MW) | N/A | 8.27 | 8.21 | 8.15 | 8.09 | 7.95 | 7.74 | 7.54 | 7.35 | 7.16 | 6.98 | 6.79 | 6.61 | 6.42 | 6.22 | 6.02 | 4.76 | 3.27 | 1.42
Rassau 132 kV | Abergavenny 66kV | Glasbury | Primary | 11 | -3.1986 | 52.035 | Consumer Transformation | Headroom (MW) | Thermal | 6.43 | 6.31 | 6.23 | 6.14 | 5.88 | 5.56 | 5.05 | 3.54 | 1.88 | 0.02 | -2.32 | -4.92 | -7.64 | -10.09 | -13 | -18.73 | -25.46 | -33.51
Rassau 132 kV | Abergavenny 66kV | Glasbury | Primary | 11 | -3.1986 | 52.035 | Leading the Way | Headroom (MW) | Thermal | 6.43 | 6.3 | 6.22 | 6.12 | 5.89 | 5.58 | 5.1 | 4.61 | 4.15 | 3.62 | 3.21 | 2.81 | 0.74 | -1.16 | -3.09 | -8.92 | -16.97 | -20.54
Rassau 132 kV | Abergavenny 66kV | Glasbury | Primary | 11 | -3.1986 | 52.035 | Steady Progression | Headroom (MW) | Thermal | 6.43 | 6.34 | 6.31 | 6.28 | 6.24 | 6.18 | 6.1 | 5.81 | 5.5 | 5.03 | 4.52 | 3.92 | 2.57 | 1.29 | -0.38 | -2.59 | -4.99 | -7.52
Rassau 132 kV | Abergavenny 66kV | Glasbury | Primary | 11 | -3.1986 | 52.035 | System Transformation | Headroom (MW) | Thermal | 6.43 | 6.33 | 6.28 | 6.22 | 6.11 | 5.95 | 5.8 | 4.73 | 3.31 | 1.77 | -0.31 | -2.64 | -5.07 | -7.21 | -9.82 | -13.7 | -18.89 | -25.27
Rassau 132 kV | Abergavenny 66kV | Glasbury | Primary | 11 | -3.1986 | 52.035 | WPD Best View | Headroom (MW) | Thermal | 6.43 | 6.3 | 6.22 | 6.13 | 5.88 | 5.58 | 5.11 | 4.62 | 4.15 | 3.63 | 3.22 | 2.83 | 0.77 | -1.13 | -3.06 | -8.89 | -16.92 | -20.46
Rassau 132 kV | Abergavenny 66kV | Llandrindod Wells | Primary | 11 | -3.3882 | 52.2424 | Consumer Transformation | Headroom (MW) | Thermal | 4.11 | 4.01 | 3.91 | 3.8 | 3.54 | 3.2 | 1.26 | -3.61 | -7.89 | -12.32 | -16.43 | -20.87 | -25.44 | -29.67 | -34.69 | -47.76 | -63.06 | -80.3
Rassau 132 kV | Abergavenny 66kV | Llandrindod Wells | Primary | 11 | -3.3882 | 52.2424 | Leading the Way | Headroom (MW) | Thermal | 4.11 | 4 | 3.9 | 3.79 | 3.52 | 3.13 | 0.99 | -0.8 | -2.18 | -4.18 | -5.18 | -6.12 | -9.6 | -12.93 | -16.39 | -28.78 | -44.5 | -53.99
Rassau 132 kV | Abergavenny 66kV | Llandrindod Wells | Primary | 11 | -3.3882 | 52.2424 | Steady Progression | Headroom (MW) | Thermal | 4.11 | 4.05 | 4.02 | 3.99 | 3.95 | 3.83 | 3.7 | 3.21 | 2.46 | 0.27 | -0.55 | -1.56 | -3.76 | -5.76 | -8.32 | -11.69 | -15.41 | -19.34
Rassau 132 kV | Abergavenny 66kV | Llandrindod Wells | Primary | 11 | -3.3882 | 52.2424 | System Transformation | Headroom (MW) | Thermal | 4.11 | 4.03 | 3.98 | 3.91 | 3.81 | 3.67 | 3.51 | 1.91 | -1.48 | -4.36 | -7.63 | -11.25 | -15 | -18.22 | -22.11 | -28.67 | -37.02 | -47.17
Rassau 132 kV | Abergavenny 66kV | Llandrindod Wells | Primary | 11 | -3.3882 | 52.2424 | WPD Best View | Headroom (MW) | Thermal | 4.11 | 4 | 3.9 | 3.79 | 3.52 | 3.13 | 0.99 | -0.8 | -2.18 | -4.18 | -5.18 | -6.12 | -9.6 | -12.93 | -16.39 | -28.78 | -44.5 | -53.99
Rassau 132 kV | Abergavenny 66kV | Monmouth | Primary | 11 | -2.7296 | 51.8056 | Consumer Transformation | Headroom (MW) | Thermal | 12.02 | 11.82 | 11.67 | 11.49 | 11.06 | 10.63 | 10.11 | 8.9 | 7.56 | 6.06 | 4.16 | 2.09 | -0.07 | -2.03 | -4.35 | -9.57 | -15.81 | -23.22
Rassau 132 kV | Abergavenny 66kV | Monmouth | Primary | 11 | -2.7296 | 51.8056 | Leading the Way | Headroom (MW) | Thermal | 12.02 | 11.81 | 11.65 | 11.47 | 11.07 | 10.55 | 9.98 | 9.36 | 8.76 | 8.14 | 7.56 | 6.99 | 5.19 | 3.52 | 1.83 | -4.04 | -11.83 | -16.86
Rassau 132 kV | Abergavenny 66kV | Monmouth | Primary | 11 | -2.7296 | 51.8056 | Steady Progression | Headroom (MW) | N/A | 12.02 | 11.88 | 11.82 | 11.76 | 11.7 | 11.54 | 11.38 | 11.04 | 10.71 | 10.33 | 9.92 | 9.45 | 8.44 | 7.48 | 6.24 | 4.64 | 2.59 | 0.15
Rassau 132 kV | Abergavenny 66kV | Monmouth | Primary | 11 | -2.7296 | 51.8056 | System Transformation | Headroom (MW) | Thermal | 12.02 | 11.86 | 11.76 | 11.66 | 11.48 | 11.27 | 11.06 | 10.12 | 9 | 7.78 | 6.14 | 4.35 | 2.5 | 0.86 | -1.14 | -4.3 | -8.72 | -14.01
Rassau 132 kV | Abergavenny 66kV | Monmouth | Primary | 11 | -2.7296 | 51.8056 | WPD Best View | Headroom (MW) | Thermal | 12.02 | 11.88 | 11.82 | 11.76 | 11.69 | 11.53 | 11.35 | 10.97 | 10.61 | 10.19 | 9.73 | 9.22 | 8.17 | 7.17 | 5.93 | 4.32 | 2.27 | -0.16
Rassau 132 kV | Abergavenny 66kV | Rhayader | Primary | 11 | -3.5024 | 52.3018 | Consumer Transformation | Headroom (MW) | Thermal | -3.03 | -3.08 | -4.65 | -4.69 | -4.78 | -4.95 | -5.81 | -8.11 | -10.23 | -12.45 | -14.79 | -17.36 | -20.02 | -22.45 | -25.35 | -31.83 | -39.79 | -48.87
Rassau 132 kV | Abergavenny 66kV | Rhayader | Primary | 11 | -3.5024 | 52.3018 | Leading the Way | Headroom (MW) | Thermal | -3.03 | -3.08 | -3.11 | -4.69 | -4.79 | -4.93 | -5.84 | -6.6 | -7.18 | -8.02 | -8.44 | -8.82 | -10.79 | -12.65 | -14.57 | -20.63 | -29.05 | -33.05
Rassau 132 kV | Abergavenny 66kV | Rhayader | Primary | 11 | -3.5024 | 52.3018 | Steady Progression | Headroom (MW) | Thermal | -3.03 | -3.06 | -3.08 | -3.1 | -3.12 | -3.15 | -3.18 | -3.4 | -3.75 | -4.73 | -5.22 | -5.81 | -7.13 | -8.36 | -9.95 | -12.05 | -14.32 | -16.6
Rassau 132 kV | Abergavenny 66kV | Rhayader | Primary | 11 | -3.5024 | 52.3018 | System Transformation | Headroom (MW) | Thermal | -3.03 | -3.07 | -3.09 | -3.12 | -3.16 | -3.23 | -4.85 | -5.72 | -7.43 | -8.95 | -10.92 | -13.12 | -15.41 | -17.38 | -19.79 | -23.51 | -28.51 | -34.62
Rassau 132 kV | Abergavenny 66kV | Rhayader | Primary | 11 | -3.5024 | 52.3018 | WPD Best View | Headroom (MW) | Thermal | -3.03 | -3.08 | -3.11 | -4.69 | -4.79 | -4.93 | -5.84 | -6.6 | -7.18 | -8.02 | -8.44 | -8.82 | -10.79 | -12.65 | -14.57 | -20.63 | -29.05 | -33.05
Rassau 132 kV | Crumlin | Abertillery | Primary | 11 | -3.1358 | 51.7275 | Consumer Transformation | Headroom (MW) | Thermal | 15.26 | 15.19 | 15.14 | 15.09 | 14.81 | 14.51 | 14.17 | 13.59 | 12.98 | 12.34 | 11.65 | 10.9 | 10.13 | 9.42 | 8.59 | 5.55 | 1.79 | -2.03
Rassau 132 kV | Crumlin | Abertillery | Primary | 11 | -3.1358 | 51.7275 | Leading the Way | Headroom (MW) | Thermal | 15.26 | 15.19 | 15.14 | 15.08 | 14.79 | 14.46 | 14.1 | 13.78 | 13.47 | 13.15 | 12.89 | 12.64 | 11.99 | 11.35 | 10.67 | 7.44 | 3.25 | -0.2
Rassau 132 kV | Crumlin | Abertillery | Primary | 11 | -3.1358 | 51.7275 | Steady Progression | Headroom (MW) | N/A | 15.26 | 15.21 | 15.17 | 15.14 | 15.11 | 15.08 | 15.04 | 15.01 | 14.9 | 14.72 | 14.57 | 14.39 | 14.04 | 13.71 | 13.29 | 12.75 | 12.08 | 11.14
Rassau 132 kV | Crumlin | Abertillery | Primary | 11 | -3.1358 | 51.7275 | System Transformation | Headroom (MW) | N/A | 15.26 | 15.2 | 15.16 | 15.12 | 15.07 | 14.98 | 14.82 | 14.45 | 13.98 | 13.49 | 12.92 | 12.3 | 11.67 | 11.12 | 10.47 | 9.11 | 6.93 | 4.65
Rassau 132 kV | Crumlin | Abertillery | Primary | 11 | -3.1358 | 51.7275 | WPD Best View | Headroom (MW) | N/A | 15.26 | 15.2 | 15.16 | 15.12 | 15.07 | 14.98 | 14.82 | 14.45 | 13.98 | 13.48 | 12.91 | 12.29 | 11.66 | 11.11 | 10.46 | 9.1 | 6.91 | 4.63
Rassau 132 kV | Crumlin 11kV | Crumlin Primary | Primary | 11 | -3.1582 | 51.6743 | Consumer Transformation | Headroom (MW) | Thermal | 8.01 | 8.02 | 8.05 | 7.86 | 7.44 | 6.92 | 6.12 | 4.75 | 3.46 | 2.14 | -0.22 | -2.58 | -4.9 | -7.26 | -9.91 | -25.15 | -49.2939 | -72.3998
Rassau 132 kV | Crumlin 11kV | Crumlin Primary | Primary | 11 | -3.1582 | 51.6743 | Leading the Way | Headroom (MW) | Thermal | 8.01 | 8.04 | 8.1 | 7.88 | 7.42 | 6.82 | 5.9 | 5.05 | 4.25 | 3.34 | 1.98 | 0.68 | -1.21 | -3.15 | -5.25 | -18.84 | -46.1592 | -67.372
Rassau 132 kV | Crumlin 11kV | Crumlin Primary | Primary | 11 | -3.1582 | 51.6743 | Steady Progression | Headroom (MW) | Thermal | 8.01 | 8.06 | 8.17 | 8.1 | 8.03 | 7.86 | 7.69 | 7.42 | 7.11 | 6.53 | 6.09 | 5.59 | 4.78 | 4.12 | 3.4 | 2.18 | 0.36 | -1.85
Rassau 132 kV | Crumlin 11kV | Crumlin Primary | Primary | 11 | -3.1582 | 51.6743 | System Transformation | Headroom (MW) | Thermal | 8.01 | 8.06 | 8.16 | 8.04 | 7.87 | 7.63 | 7.34 | 6.73 | 5.78 | 4.93 | 3.66 | 2.38 | 1.14 | 0.12 | -1.06 | -6.1 | -14.29 | -20.57
Rassau 132 kV | Crumlin 11kV | Crumlin Primary | Primary | 11 | -3.1582 | 51.6743 | WPD Best View | Headroom (MW) | Thermal | 8.01 | 8.05 | 8.11 | 7.9 | 7.47 | 6.89 | 6.01 | 5.18 | 4.39 | 3.5 | 2.15 | 0.86 | -1 | -2.92 | -5 | -18.34 | -38.57 | -53.37
Rassau 132 kV | Crumlin 33kV | Cwmfelinfach | Primary | 11 | -3.1812 | 51.6179 | Consumer Transformation | Headroom (MW) | Thermal | 7.58 | 7.53 | 7.49 | 7.45 | 7.41 | 7.36 | 7.11 | 6.45 | 5.8 | 5.11 | 4.43 | 3.68 | 2.89 | 2.16 | 1.32 | -1.36 | -4.81 | -7.88
Rassau 132 kV | Crumlin 33kV | Cwmfelinfach | Primary | 11 | -3.1812 | 51.6179 | Leading the Way | Headroom (MW) | Thermal | 7.58 | 7.52 | 7.49 | 7.44 | 7.4 | 7.34 | 7.06 | 6.76 | 6.5 | 6.16 | 5.95 | 5.72 | 5.07 | 4.45 | 3.84 | 1.2 | -2.48 | -4.65
Rassau 132 kV | Crumlin 33kV | Cwmfelinfach | Primary | 11 | -3.1812 | 51.6179 | Steady Progression | Headroom (MW) | N/A | 7.58 | 7.53 | 7.5 | 7.48 | 7.45 | 7.43 | 7.4 | 7.37 | 7.32 | 7.15 | 7.05 | 6.87 | 6.5 | 6.16 | 5.72 | 5.1 | 4.44 | 3.65
Rassau 132 kV | Crumlin 33kV | Cwmfelinfach | Primary | 11 | -3.1812 | 51.6179 | System Transformation | Headroom (MW) | Thermal | 7.58 | 7.53 | 7.5 | 7.47 | 7.43 | 7.4 | 7.37 | 7.23 | 6.71 | 6.22 | 5.65 | 5.03 | 4.37 | 3.8 | 3.13 | 1.75 | -0.24 | -2.15
Rassau 132 kV | Crumlin 33kV | Cwmfelinfach | Primary | 11 | -3.1812 | 51.6179 | WPD Best View | Headroom (MW) | Thermal | 7.58 | 7.52 | 7.49 | 7.44 | 7.4 | 7.34 | 7.06 | 6.76 | 6.5 | 6.16 | 5.95 | 5.72 | 5.07 | 4.45 | 3.84 | 1.2 | -2.48 | -4.65
Rassau 132 kV | Crumlin 33kV | Pontllanffraith | Primary | 11 | -3.1873 | 51.6619 | Consumer Transformation | Headroom (MW) | Thermal | 10.08 | 9.98 | 9.91 | 9.84 | 9.55 | 9.19 | 8.77 | 8.34 | 7.93 | 7.55 | 7.21 | 6.89 | 6.58 | 6.25 | 5.91 | 3.56 | 0.59 | -2.64
Rassau 132 kV | Crumlin 33kV | Pontllanffraith | Primary | 11 | -3.1873 | 51.6619 | Leading the Way | Headroom (MW) | Thermal | 10.08 | 9.97 | 9.9 | 9.82 | 9.52 | 9.13 | 8.7 | 8.31 | 7.92 | 7.54 | 7.19 | 6.85 | 6.52 | 6.15 | 5.76 | 3.24 | 0.07 | -4.02
Rassau 132 kV | Crumlin 33kV | Pontllanffraith | Primary | 11 | -3.1873 | 51.6619 | Steady Progression | Headroom (MW) | N/A | 10.08 | 10 | 9.96 | 9.91 | 9.86 | 9.82 | 9.77 | 9.72 | 9.66 | 9.56 | 9.51 | 9.46 | 9.41 | 9.36 | 9.32 | 9.1 | 8.82 | 8.21
Rassau 132 kV | Crumlin 33kV | Pontllanffraith | Primary | 11 | -3.1873 | 51.6619 | System Transformation | Headroom (MW) | N/A | 10.08 | 9.99 | 9.94 | 9.88 | 9.81 | 9.75 | 9.59 | 9.41 | 9.18 | 8.99 | 8.81 | 8.66 | 8.52 | 8.41 | 8.3 | 7.65 | 6.3 | 4.94
Rassau 132 kV | Crumlin 33kV | Pontllanffraith | Primary | 11 | -3.1873 | 51.6619 | WPD Best View | Headroom (MW) | Thermal | 10.08 | 9.97 | 9.9 | 9.82 | 9.52 | 9.13 | 8.7 | 8.31 | 7.92 | 7.54 | 7.19 | 6.85 | 6.52 | 6.15 | 5.76 | 3.24 | 0.07 | -4.02
Rassau 132 kV | Ebbw Vale 33kV | Brynmawr | Primary | 11 | -3.175 | 51.7963 | Consumer Transformation | Headroom (MW) | Thermal | 9.98 | 9.89 | 9.83 | 9.76 | 9.68 | 9.33 | 8.97 | 8.45 | 7.89 | 7.3 | 5.73 | 4.17 | 2.63 | 1.05 | -0.71 | -8.53 | -21.61 | -35.36
Rassau 132 kV | Ebbw Vale 33kV | Brynmawr | Primary | 11 | -3.175 | 51.7963 | Leading the Way | Headroom (MW) | Thermal | 9.98 | 9.89 | 9.82 | 9.75 | 9.65 | 9.28 | 8.9 | 8.54 | 8.18 | 7.83 | 6.89 | 6.02 | 4.77 | 3.48 | 2.1 | -4.51 | -15.5 | -26.74
Rassau 132 kV | Ebbw Vale 33kV | Brynmawr | Primary | 11 | -3.175 | 51.7963 | Steady Progression | Headroom (MW) | N/A | 9.98 | 9.91 | 9.86 | 9.82 | 9.78 | 9.73 | 9.68 | 9.64 | 9.59 | 9.54 | 9.38 | 9.08 | 8.59 | 8.2 | 7.78 | 7.05 | 5.98 | 4.68
Rassau 132 kV | Ebbw Vale 33kV | Brynmawr | Primary | 11 | -3.175 | 51.7963 | System Transformation | Headroom (MW) | Thermal | 9.98 | 9.9 | 9.85 | 9.8 | 9.74 | 9.67 | 9.6 | 9.33 | 8.92 | 8.48 | 7.68 | 6.89 | 6.12 | 5.49 | 4.78 | 2.75 | -1.15 | -5.51
Rassau 132 kV | Ebbw Vale 33kV | Brynmawr | Primary | 11 | -3.175 | 51.7963 | WPD Best View | Headroom (MW) | Thermal | 9.98 | 9.9 | 9.85 | 9.8 | 9.74 | 9.66 | 9.58 | 9.31 | 8.87 | 8.41 | 7.29 | 6.16 | 4.97 | 3.8 | 2.49 | -2.35 | -11.46 | -21.11
Rassau 132 kV | Ebbw Vale 33kV | Tredegar | Primary | 11 | -3.2416 | 51.771 | Consumer Transformation | Headroom (MW) | Thermal | 8.25 | 8.19 | 8.14 | 8.09 | 8 | 7.74 | 7.43 | 7.1 | 6.8 | 6.53 | 6.29 | 6.05 | 5.81 | 5.55 | 5.29 | 2.92 | 0.75 | -1.61
Rassau 132 kV | Ebbw Vale 33kV | Tredegar | Primary | 11 | -3.2416 | 51.771 | Leading the Way | Headroom (MW) | Thermal | 8.25 | 8.18 | 8.13 | 8.08 | 7.98 | 7.7 | 7.37 | 7.07 | 6.79 | 6.52 | 6.27 | 6.02 | 5.76 | 5.47 | 5.18 | 2.7 | 0.38 | -2.58
Rassau 132 kV | Ebbw Vale 33kV | Tredegar | Primary | 11 | -3.2416 | 51.771 | Steady Progression | Headroom (MW) | N/A | 8.25 | 8.2 | 8.17 | 8.14 | 8.11 | 8.08 | 8.05 | 8.02 | 7.98 | 7.92 | 7.89 | 7.86 | 7.83 | 7.8 | 7.77 | 7.64 | 7.46 | 7.06
Rassau 132 kV | Ebbw Vale 33kV | Tredegar | Primary | 11 | -3.2416 | 51.771 | System Transformation | Headroom (MW) | N/A | 8.25 | 8.19 | 8.15 | 8.12 | 8.08 | 8.04 | 8 | 7.89 | 7.72 | 7.6 | 7.48 | 7.37 | 7.27 | 7.18 | 7.1 | 6.32 | 5.36 | 4.38
Rassau 132 kV | Ebbw Vale 33kV | Tredegar | Primary | 11 | -3.2416 | 51.771 | WPD Best View | Headroom (MW) | N/A | 8.25 | 8.19 | 8.15 | 8.12 | 8.08 | 8.04 | 7.98 | 7.86 | 7.69 | 7.56 | 7.44 | 7.33 | 7.22 | 7.12 | 7.04 | 6.23 | 5.22 | 4.21
Rassau 132 kV | Ebbw Vale Central 11kV | Ebbw Vale Primary | Primary | 11 | -3.1968 | 51.7657 | Consumer Transformation | Headroom (MW) | Thermal | 9.85 | 9.07 | 9.02 | 7.72 | -2.44 | -2.78 | -3.24 | -3.91 | -4.54 | -5.19 | -6.9 | -8.58 | -10.24 | -11.95 | -13.84 | -22.94 | -38.7779 | -58.0052
Rassau 132 kV | Ebbw Vale Central 11kV | Ebbw Vale Primary | Primary | 11 | -3.1968 | 51.7657 | Leading the Way | Headroom (MW) | Thermal | 9.85 | 9.07 | 9.02 | 8.95 | 7.42 | -2.83 | -3.35 | -3.86 | -4.31 | -4.77 | -5.83 | -12.07 | -13.41 | -14.81 | -16.3 | -23.67 | -39.3312 | -57.1621
Rassau 132 kV | Ebbw Vale Central 11kV | Ebbw Vale Primary | Primary | 11 | -3.1968 | 51.7657 | Steady Progression | Headroom (MW) | Thermal | 9.85 | 9.08 | 9.05 | 9.01 | 8.98 | 8.91 | 8.82 | -1.29 | -1.39 | -1.55 | -1.83 | -2.15 | -2.66 | -3.04 | -3.45 | -4.12 | -5.31 | -6.79
Rassau 132 kV | Ebbw Vale Central 11kV | Ebbw Vale Primary | Primary | 11 | -3.1968 | 51.7657 | System Transformation | Headroom (MW) | Thermal | 9.85 | 9.08 | 9.04 | 8.99 | 8.95 | 7.62 | -2.45 | -2.8 | -3.24 | -3.65 | -4.47 | -5.26 | -6.03 | -6.64 | -7.34 | -9.62 | -13.98 | -18.54
Rassau 132 kV | Ebbw Vale Central 11kV | Ebbw Vale Primary | Primary | 11 | -3.1968 | 51.7657 | WPD Best View | Headroom (MW) | Thermal | 9.85 | 9.08 | 9.04 | 8.99 | 7.7 | -2.38 | -2.55 | -2.97 | -3.48 | -3.97 | -5.18 | -11.62 | -12.87 | -14.12 | -15.5 | -21.33 | -31.87 | -42.32
Rassau 132 kV | Panteg 66kV | Abersychan | Primary | 11 | -3.0668 | 51.7211 | Consumer Transformation | Headroom (MW) | Thermal | 9.26 | 9.12 | 8.99 | 8.83 | 8.51 | 8.19 | 7.86 | 7.24 | 6.55 | 5.8 | 4.98 | 4.09 | 3.16 | 2.3 | 1.29 | -1.75 | -5.55 | -9.93
Rassau 132 kV | Panteg 66kV | Abersychan | Primary | 11 | -3.0668 | 51.7211 | Leading the Way | Headroom (MW) | Thermal | 9.26 | 9.11 | 8.98 | 8.81 | 8.48 | 8.14 | 7.79 | 7.45 | 7.12 | 6.77 | 6.48 | 6.2 | 5.41 | 4.64 | 3.83 | 0.51 | -3.83 | -7.69
Rassau 132 kV | Panteg 66kV | Abersychan | Primary | 11 | -3.0668 | 51.7211 | Steady Progression | Headroom (MW) | N/A | 9.26 | 9.18 | 9.13 | 9.08 | 9.04 | 8.97 | 8.9 | 8.75 | 8.61 | 8.41 | 8.23 | 8.01 | 7.58 | 7.17 | 6.65 | 5.96 | 5.11 | 3.97
Rassau 132 kV | Panteg 66kV | Abersychan | Primary | 11 | -3.0668 | 51.7211 | System Transformation | Headroom (MW) | Thermal | 9.26 | 9.16 | 9.08 | 8.99 | 8.86 | 8.71 | 8.54 | 8.1 | 7.55 | 6.95 | 6.25 | 5.49 | 4.7 | 4.01 | 3.2 | 1.74 | -0.62 | -3.34
Rassau 132 kV | Panteg 66kV | Abersychan | Primary | 11 | -3.0668 | 51.7211 | WPD Best View | Headroom (MW) | Thermal | 9.26 | 9.11 | 8.98 | 8.81 | 8.48 | 8.14 | 7.79 | 7.45 | 7.12 | 6.77 | 6.48 | 6.2 | 5.42 | 4.65 | 3.84 | 0.52 | -3.82 | -7.67
Rassau 132 kV | Panteg 66kV | Usk | Primary | 11 | -2.919 | 51.7154 | Consumer Transformation | Headroom (MW) | Thermal | -0.46 | -0.59 | -0.69 | -0.8 | -1.05 | -1.33 | -1.65 | -2.53 | -3.53 | -4.65 | -5.99 | -7.46 | -9 | -10.38 | -12.07 | -16.56 | -20.76 | -25.77
Rassau 132 kV | Panteg 66kV | Usk | Primary | 11 | -2.919 | 51.7154 | Leading the Way | Headroom (MW) | Thermal | -0.46 | -0.59 | -0.69 | -0.81 | -1.04 | -1.39 | -1.77 | -2.16 | -2.55 | -2.95 | -3.31 | -3.67 | -4.93 | -6.11 | -7.33 | -13.15 | -17.6 | -20.55
Rassau 132 kV | Panteg 66kV | Usk | Primary | 11 | -2.919 | 51.7154 | Steady Progression | Headroom (MW) | Thermal | -0.46 | -0.55 | -0.61 | -0.66 | -0.71 | -0.86 | -1.01 | -1.3 | -1.58 | -1.91 | -2.21 | -2.56 | -3.31 | -4.03 | -4.96 | -6.19 | -7.74 | -9.54
Rassau 132 kV | Panteg 66kV | Usk | Primary | 11 | -2.919 | 51.7154 | System Transformation | Headroom (MW) | Thermal | -0.46 | -0.56 | -0.64 | -0.71 | -0.83 | -0.97 | -1.11 | -1.82 | -2.7 | -3.66 | -4.85 | -6.16 | -7.52 | -8.71 | -10.19 | -13.35 | -16.37 | -20.01
Rassau 132 kV | Panteg 66kV | Usk | Primary | 11 | -2.919 | 51.7154 | WPD Best View | Headroom (MW) | Thermal | -0.46 | -0.55 | -0.61 | -0.66 | -0.71 | -0.86 | -1.01 | -1.3 | -1.58 | -1.91 | -2.21 | -2.56 | -3.31 | -4.03 | -4.96 | -6.19 | -7.74 | -9.54
Rassau 132 kV | Pengam 11kV | Pengam Grid | Primary | 11 | -3.2183 | 51.6695 | Consumer Transformation | Headroom (MW) | Thermal | 20.82 | 20.63 | 20.54 | 20.39 | 19.95 | 19.13 | 18.21 | 16.93 | 15.57 | 14.17 | 12.86 | 11.47 | 10.04 | 8.69 | 7.17 | 0.6 | -7.7 | -16.25
Rassau 132 kV | Pengam 11kV | Pengam Grid | Primary | 11 | -3.2183 | 51.6695 | Leading the Way | Headroom (MW) | Thermal | 20.82 | 20.62 | 20.53 | 20.34 | 19.86 | 18.98 | 18.08 | 17.17 | 16.18 | 15.15 | 14.31 | 13.48 | 12.13 | 10.82 | 9.42 | 3.62 | -7.37 | -16.62
Rassau 132 kV | Pengam 11kV | Pengam Grid | Primary | 11 | -3.2183 | 51.6695 | Steady Progression | Headroom (MW) | N/A | 20.82 | 20.66 | 20.62 | 20.53 | 20.49 | 20.39 | 20.2 | 19.97 | 19.74 | 19.45 | 19.17 | 18.76 | 18.21 | 17.67 | 17.06 | 16 | 14.62 | 12.54
Rassau 132 kV | Pengam 11kV | Pengam Grid | Primary | 11 | -3.2183 | 51.6695 | System Transformation | Headroom (MW) | N/A | 20.82 | 20.64 | 20.59 | 20.47 | 20.41 | 20.25 | 19.94 | 19.17 | 18.22 | 17.26 | 16.32 | 15.31 | 14.3 | 13.43 | 12.43 | 10.51 | 4.79 | 0.3
Rassau 132 kV | Pengam 11kV | Pengam Grid | Primary | 11 | -3.2183 | 51.6695 | WPD Best View | Headroom (MW) | Thermal | 20.82 | 20.62 | 20.53 | 20.34 | 19.86 | 18.98 | 18.08 | 17.17 | 16.18 | 15.15 | 14.31 | 13.48 | 12.13 | 10.82 | 9.42 | 3.62 | -7.37 | -16.62
Rassau 132 kV | Rassau West 11kV | Rassau West Primary | Primary | 11 | -3.2375 | 51.798 | Consumer Transformation | Headroom (MW) | N/A | 32.36 | 31.68 | 30.8 | 30.64 | 30.35 | 30.12 | 29.83 | 29.45 | 29.05 | 28.48 | 27.86 | 27.18 | 26.49 | 25.82 | 25.05 | 21.87 | 18.13 | 14.73
Rassau 132 kV | Rassau West 11kV | Rassau West Primary | Primary | 11 | -3.2375 | 51.798 | Leading the Way | Headroom (MW) | N/A | 32.36 | 31.67 | 30.8 | 30.63 | 30.13 | 29.92 | 29.6 | 29.47 | 29.38 | 29.08 | 28.82 | 28.56 | 27.95 | 27.35 | 26.72 | 23.32 | 19.11 | 16.03
Rassau 132 kV | Rassau West 11kV | Rassau West Primary | Primary | 11 | -3.2375 | 51.798 | Steady Progression | Headroom (MW) | N/A | 21.1244 | 21.1186 | 20.8509 | 20.8473 | 20.1218 | 20.1064 | 20.0875 | 20.039 | 19.9915 | 19.9307 | 19.8563 | 19.7686 | 19.5999 | 19.4352 | 19.2274 | 18.8645 | 18.5227 | 18.1805
Rassau 132 kV | Rassau West 11kV | Rassau West Primary | Primary | 11 | -3.2375 | 51.798 | System Transformation | Headroom (MW) | N/A | 27.9776 | 27.6084 | 27.5897 | 26.6131 | 26.567 | 26.5029 | 26.4206 | 26.1966 | 25.9312 | 25.6355 | 25.271 | 24.8632 | 24.4415 | 24.056 | 23.6027 | 22.1521 | 20.6491 | 19.4954
Rassau 132 kV | Rassau West 11kV | Rassau West Primary | Primary | 11 | -3.2375 | 51.798 | WPD Best View | Headroom (MW) | N/A | 28.8617 | 28.4808 | 27.4769 | 27.4541 | 27.4065 | 27.3404 | 27.2555 | 27.0244 | 26.7507 | 26.4456 | 26.0695 | 25.6489 | 25.2139 | 24.8161 | 24.3486 | 22.8521 | 21.3016 | 20.1114
Swansea North 132 kV | Ammanford 33kV | Cross Hands | Primary | 11 | -4.0751 | 51.7857 | Consumer Transformation | Headroom (MW) | N/A | 7.89 | 7.83 | 7.79 | 7.75 | 7.65 | 7.57 | 7.53 | 7.47 | 7.37 | 7.33 | 7.26 | 7.18 | 7.11 | 7.04 | 6.96 | 5.68 | 5.1 | 4.48
Swansea North 132 kV | Ammanford 33kV | Cross Hands | Primary | 11 | -4.0751 | 51.7857 | Leading the Way | Headroom (MW) | N/A | 7.89 | 7.83 | 7.79 | 7.74 | 7.64 | 7.57 | 7.55 | 7.5 | 7.4 | 7.37 | 7.29 | 7.21 | 7.13 | 7.05 | 6.97 | 5.64 | 5.02 | 4.28
Swansea North 132 kV | Ammanford 33kV | Cross Hands | Primary | 11 | -4.0751 | 51.7857 | Steady Progression | Headroom (MW) | N/A | 7.89 | 7.85 | 7.82 | 7.79 | 7.76 | 7.75 | 7.75 | 7.75 | 7.72 | 7.73 | 7.72 | 7.7 | 7.69 | 7.68 | 7.66 | 7.61 | 7.47 | 7.28
Swansea North 132 kV | Ammanford 33kV | Cross Hands | Primary | 11 | -4.0751 | 51.7857 | System Transformation | Headroom (MW) | N/A | 7.89 | 7.84 | 7.81 | 7.77 | 7.72 | 7.69 | 7.69 | 7.67 | 7.62 | 7.62 | 7.58 | 7.54 | 7.51 | 7.47 | 7.44 | 6.87 | 6.55 | 6.24
Swansea North 132 kV | Ammanford 33kV | Cross Hands | Primary | 11 | -4.0751 | 51.7857 | WPD Best View | Headroom (MW) | N/A | 7.89 | 7.85 | 7.82 | 7.79 | 7.76 | 7.75 | 7.75 | 7.75 | 7.72 | 7.73 | 7.72 | 7.7 | 7.69 | 7.68 | 7.66 | 7.61 | 7.47 | 7.28
Swansea North 132 kV | Ammanford 33kV | Hendy | Primary | 11 | -4.0548 | 51.7125 | Consumer Transformation | Headroom (MW) | Thermal | 6.38 | 6.28 | 6.1 | 5.97 | 5.73 | 5.46 | 5.2 | 4.74 | 4.22 | 3.66 | 3.05 | 2.39 | 1.72 | 1.1 | 0.39 | -1.82 | -4.61 | -7.84
Swansea North 132 kV | Ammanford 33kV | Hendy | Primary | 11 | -4.0548 | 51.7125 | Leading the Way | Headroom (MW) | Thermal | 6.38 | 6.28 | 6.09 | 5.96 | 5.7 | 5.41 | 5.12 | 4.86 | 4.58 | 4.32 | 4.05 | 3.78 | 3.19 | 2.62 | 2.02 | -0.52 | -3.75 | -6.73
Swansea North 132 kV | Ammanford 33kV | Hendy | Primary | 11 | -4.0548 | 51.7125 | Steady Progression | Headroom (MW) | N/A | 6.38 | 6.33 | 6.29 | 6.26 | 6.23 | 6.13 | 6.02 | 5.86 | 5.7 | 5.53 | 5.4 | 5.25 | 4.96 | 4.68 | 4.32 | 3.87 | 3.14 | 2.15
Swansea North 132 kV | Ammanford 33kV | Hendy | Primary | 11 | -4.0548 | 51.7125 | System Transformation | Headroom (MW) | Thermal | 6.38 | 6.31 | 6.25 | 6.1 | 6 | 5.89 | 5.78 | 5.45 | 5.04 | 4.61 | 4.12 | 3.59 | 3.05 | 2.57 | 2.02 | 0.96 | -0.65 | -2.48
Swansea North 132 kV | Ammanford 33kV | Hendy | Primary | 11 | -4.0548 | 51.7125 | WPD Best View | Headroom (MW) | Thermal | 6.38 | 6.3 | 6.22 | 6.12 | 5.95 | 5.71 | 5.48 | 5.22 | 4.95 | 4.66 | 4.42 | 4.16 | 3.76 | 3.37 | 2.9 | 1.56 | -0.19 | -2.44
Swansea North 132 kV | Ammanford 33kV | Llandeilo | Primary | 11 | -3.9881 | 51.8974 | Consumer Transformation | Headroom (MW) | Thermal | 4.04 | 3.98 | 3.92 | 3.86 | 3.7 | 3.55 | 3.19 | 2.63 | 2.2 | 1.81 | 1.56 | 1.32 | 1.08 | 0.83 | 0.56 | -1.01 | -3.41 | -5.51
Swansea North 132 kV | Ammanford 33kV | Llandeilo | Primary | 11 | -3.9881 | 51.8974 | Leading the Way | Headroom (MW) | Thermal | 4.04 | 3.97 | 3.92 | 3.85 | 3.69 | 3.53 | 3.15 | 2.83 | 2.56 | 2.22 | 2.01 | 1.81 | 1.59 | 1.36 | 1.1 | -0.33 | -2.56 | -4.72
Swansea North 132 kV | Ammanford 33kV | Llandeilo | Primary | 11 | -3.9881 | 51.8974 | Steady Progression | Headroom (MW) | N/A | 4.04 | 4 | 3.98 | 3.96 | 3.94 | 3.91 | 3.88 | 3.86 | 3.79 | 3.54 | 3.5 | 3.45 | 3.4 | 3.37 | 3.35 | 3.3 | 3.15 | 2.89
Swansea North 132 kV | Ammanford 33kV | Llandeilo | Primary | 11 | -3.9881 | 51.8974 | System Transformation | Headroom (MW) | N/A | 4.04 | 3.99 | 3.96 | 3.92 | 3.86 | 3.79 | 3.72 | 3.66 | 3.4 | 3.26 | 3.16 | 3.07 | 2.99 | 2.92 | 2.86 | 2.52 | 1.65 | 0.97
Swansea North 132 kV | Ammanford 33kV | Llandeilo | Primary | 11 | -3.9881 | 51.8974 | WPD Best View | Headroom (MW) | N/A | 4.04 | 4 | 3.98 | 3.96 | 3.94 | 3.91 | 3.88 | 3.86 | 3.79 | 3.54 | 3.5 | 3.45 | 3.4 | 3.37 | 3.35 | 3.3 | 3.15 | 2.89
Swansea North 132 kV | Ammanford 33kV | Llandovery | Primary | 11 | -3.8057 | 51.9881 | Consumer Transformation | Headroom (MW) | N/A | 6.48 | 6.4 | 6.37 | 6.33 | 6.23 | 6.13 | 5.99 | 5.8 | 5.64 | 5.49 | 5.39 | 5.28 | 5.19 | 5.08 | 4.96 | 4.26 | 3.36 | 2.4
Swansea North 132 kV | Ammanford 33kV | Llandovery | Primary | 11 | -3.8057 | 51.9881 | Leading the Way | Headroom (MW) | N/A | 6.48 | 6.4 | 6.36 | 6.32 | 6.22 | 6.12 | 5.97 | 5.83 | 5.72 | 5.58 | 5.49 | 5.39 | 5.29 | 5.18 | 5.06 | 4.35 | 3.46 | 2.36
Swansea North 132 kV | Ammanford 33kV | Llandovery | Primary | 11 | -3.8057 | 51.9881 | Steady Progression | Headroom (MW) | N/A | 6.48 | 6.41 | 6.4 | 6.39 | 6.38 | 6.36 | 6.34 | 6.32 | 6.29 | 6.22 | 6.19 | 6.17 | 6.15 | 6.13 | 6.12 | 6.1 | 6.03 | 5.88
Swansea North 132 kV | Ammanford 33kV | Llandovery | Primary | 11 | -3.8057 | 51.9881 | System Transformation | Headroom (MW) | N/A | 6.48 | 6.41 | 6.39 | 6.37 | 6.33 | 6.29 | 6.24 | 6.19 | 6.1 | 6.04 | 6 | 5.96 | 5.92 | 5.89 | 5.86 | 5.69 | 5.34 | 4.99
Swansea North 132 kV | Ammanford 33kV | Llandovery | Primary | 11 | -3.8057 | 51.9881 | WPD Best View | Headroom (MW) | N/A | 6.48 | 6.41 | 6.4 | 6.39 | 6.38 | 6.36 | 6.32 | 6.28 | 6.24 | 6.16 | 6.13 | 6.11 | 6.08 | 6.05 | 6.03 | 5.97 | 5.83 | 5.62
Swansea North 132 kV | Ammanford 33kV | Llangadog | Primary | 11 | -3.9016 | 51.9425 | Consumer Transformation | Headroom (MW) | N/A | 4.44 | 4.32 | 4.29 | 4.26 | 4.19 | 4.12 | 3.95 | 3.69 | 3.49 | 3.31 | 3.19 | 3.08 | 2.97 | 2.85 | 2.73 | 2.02 | 1.12 | 0.17
Swansea North 132 kV | Ammanford 33kV | Llangadog | Primary | 11 | -3.9016 | 51.9425 | Leading the Way | Headroom (MW) | N/A | 4.44 | 4.32 | 4.29 | 4.25 | 4.18 | 4.11 | 3.93 | 3.79 | 3.67 | 3.51 | 3.4 | 3.31 | 3.21 | 3.1 | 2.99 | 2.34 | 1.51 | 0.55
Swansea North 132 kV | Ammanford 33kV | Llangadog | Primary | 11 | -3.9016 | 51.9425 | Steady Progression | Headroom (MW) | N/A | 4.44 | 4.33 | 4.31 | 4.3 | 4.29 | 4.27 | 4.25 | 4.24 | 4.2 | 4.08 | 4.06 | 4.03 | 4 | 3.98 | 3.97 | 3.93 | 3.85 | 3.72
Swansea North 132 kV | Ammanford 33kV | Llangadog | Primary | 11 | -3.9016 | 51.9425 | System Transformation | Headroom (MW) | N/A | 4.44 | 4.32 | 4.31 | 4.28 | 4.25 | 4.22 | 4.18 | 4.16 | 4.04 | 3.97 | 3.92 | 3.87 | 3.83 | 3.81 | 3.78 | 3.61 | 3.3 | 2.99
Swansea North 132 kV | Ammanford 33kV | Llangadog | Primary | 11 | -3.9016 | 51.9425 | WPD Best View | Headroom (MW) | N/A | 4.44 | 4.33 | 4.31 | 4.3 | 4.29 | 4.27 | 4.25 | 4.24 | 4.2 | 4.08 | 4.06 | 4.03 | 4 | 3.98 | 3.97 | 3.93 | 3.85 | 3.72
Swansea North 132 kV | Ammanford 33kV | Meinciau | Primary | 11 | -4.243 | 51.7694 | Consumer Transformation | Headroom (MW) | Thermal | 1.02 | 1.01 | 1 | 0.98 | 0.96 | 0.93 | 0.9 | 0.51 | 0.03 | -0.55 | -1.22 | -1.99 | -2.81 | -3.52 | -4.39 | -5.82 | -7.36 | -9.28
Swansea North 132 kV | Ammanford 33kV | Meinciau | Primary | 11 | -4.243 | 51.7694 | Leading the Way | Headroom (MW) | Thermal | 1.02 | 1.01 | 1 | 0.98 | 0.96 | 0.92 | 0.89 | 0.86 | 0.83 | 0.79 | 0.77 | 0.74 | 0.14 | -0.41 | -0.98 | -2.57 | -4.57 | -5.08
Swansea North 132 kV | Ammanford 33kV | Meinciau | Primary | 11 | -4.243 | 51.7694 | Steady Progression | Headroom (MW) | Thermal | 1.02 | 1.01 | 1.01 | 1 | 1 | 0.99 | 0.99 | 0.89 | 0.79 | 0.67 | 0.51 | 0.32 | -0.13 | -0.57 | -1.14 | -1.88 | -2.59 | -3.31
Swansea North 132 kV | Ammanford 33kV | Meinciau | Primary | 11 | -4.243 | 51.7694 | System Transformation | Headroom (MW) | Thermal | 1.02 | 1.01 | 1 | 1 | 0.98 | 0.97 | 0.95 | 0.57 | 0.08 | -0.48 | -1.15 | -1.91 | -2.71 | -3.41 | -4.27 | -5.49 | -6.91 | -8.69
Swansea North 132 kV | Ammanford 33kV | Meinciau | Primary | 11 | -4.243 | 51.7694 | WPD Best View | Headroom (MW) | Thermal | 1.02 | 1.01 | 1.01 | 1 | 1 | 0.99 | 0.99 | 0.89 | 0.79 | 0.67 | 0.51 | 0.32 | -0.13 | -0.57 | -1.14 | -1.88 | -2.59 | -3.31
Swansea North 132 kV | Ammanford 33kV | Nantgaredig | Primary | 11 | -4.191 | 51.8649 | Consumer Transformation | Headroom (MW) | Thermal | 1.54 | 1.51 | 1.48 | 1.45 | 1.37 | 1.3 | 0.62 | -0.81 | -1.94 | -3.05 | -3.87 | -4.72 | -5.58 | -6.41 | -7.37 | -10.52 | -14.44 | -18.58
Swansea North 132 kV | Ammanford 33kV | Nantgaredig | Primary | 11 | -4.191 | 51.8649 | Leading the Way | Headroom (MW) | Thermal | 1.54 | 1.51 | 1.48 | 1.44 | 1.37 | 1.28 | 0.55 | -0.04 | -0.49 | -1.16 | -1.49 | -1.79 | -2.45 | -3.1 | -3.79 | -6.48 | -10.05 | -12.84
Swansea North 132 kV | Ammanford 33kV | Nantgaredig | Primary | 11 | -4.191 | 51.8649 | Steady Progression | Headroom (MW) | Thermal | 1.54 | 1.52 | 1.51 | 1.5 | 1.49 | 1.47 | 1.46 | 1.39 | 1.22 | 0.55 | 0.4 | 0.22 | -0.14 | -0.45 | -0.81 | -1.32 | -1.87 | -2.46
Swansea North 132 kV | Ammanford 33kV | Nantgaredig | Primary | 11 | -4.191 | 51.8649 | System Transformation | Headroom (MW) | Thermal | 1.54 | 1.52 | 1.5 | 1.48 | 1.45 | 1.41 | 1.37 | 1.12 | 0.3 | -0.26 | -0.8 | -1.37 | -1.94 | -2.42 | -3 | -4.11 | -5.68 | -7.47
Swansea North 132 kV | Ammanford 33kV | Nantgaredig | Primary | 11 | -4.191 | 51.8649 | WPD Best View | Headroom (MW) | Thermal | 1.54 | 1.52 | 1.51 | 1.5 | 1.49 | 1.47 | 1.46 | 1.39 | 1.22 | 0.55 | 0.4 | 0.22 | -0.14 | -0.45 | -0.81 | -1.32 | -1.87 | -2.46
Swansea North 132 kV | Ammanford 33kV | Pantyffynon | Primary | 11 | -3.9989 | 51.7793 | Consumer Transformation | Headroom (MW) | Thermal | 11.24 | 11.06 | 10.89 | 10.69 | 10.23 | 9.74 | 9.26 | 8.05 | 6.72 | 5.25 | 3.56 | 1.7 | -0.24 | -2 | -4.08 | -9.25 | -15.76 | -23.37
Swansea North 132 kV | Ammanford 33kV | Pantyffynon | Primary | 11 | -3.9989 | 51.7793 | Leading the Way | Headroom (MW) | Thermal | 11.24 | 11.05 | 10.88 | 10.67 | 10.2 | 9.66 | 9.13 | 8.62 | 8.17 | 7.76 | 7.3 | 6.82 | 5.23 | 3.71 | 2.13 | -3.82 | -11.56 | -17.4
Swansea North 132 kV | Ammanford 33kV | Pantyffynon | Primary | 11 | -3.9989 | 51.7793 | Steady Progression | Headroom (MW) | Thermal | 11.24 | 11.13 | 11.07 | 11.01 | 10.95 | 10.76 | 10.57 | 10.19 | 9.83 | 9.42 | 9.05 | 8.62 | 7.69 | 6.8 | 5.65 | 4.2 | 2.3 | -0.13
Swansea North 132 kV | Ammanford 33kV | Pantyffynon | Primary | 11 | -3.9989 | 51.7793 | System Transformation | Headroom (MW) | Thermal | 11.24 | 11.1 | 11 | 10.89 | 10.72 | 10.52 | 10.31 | 9.35 | 8.21 | 6.98 | 5.51 | 3.87 | 2.18 | 0.7 | -1.08 | -4.02 | -8.24 | -13.21
Swansea North 132 kV | Ammanford 33kV | Pantyffynon | Primary | 11 | -3.9989 | 51.7793 | WPD Best View | Headroom (MW) | Thermal | 11.24 | 11.13 | 11.07 | 11.01 | 10.94 | 10.75 | 10.54 | 10.15 | 9.78 | 9.36 | 8.99 | 8.55 | 7.61 | 6.71 | 5.55 | 4.05 | 2.07 | -0.45
Swansea North 132 kV | Ammanford 33kV | Tumble | Primary | 11 | -4.1195 | 51.7897 | Consumer Transformation | Headroom (MW) | Thermal | 14.31 | 14.2 | 14.1 | 13.97 | 13.73 | 13.5 | 13.28 | 12.59 | 11.78 | 10.86 | 9.82 | 8.65 | 7.44 | 6.36 | 5.05 | 2.18 | -1.31 | -5.44
Swansea North 132 kV | Ammanford 33kV | Tumble | Primary | 11 | -4.1195 | 51.7897 | Leading the Way | Headroom (MW) | Thermal | 14.31 | 14.19 | 14.09 | 13.96 | 13.71 | 13.47 | 13.24 | 13.02 | 12.82 | 12.62 | 12.43 | 12.23 | 11.28 | 10.38 | 9.45 | 6.24 | 2 | -0.78
Swansea North 132 kV | Ammanford 33kV | Tumble | Primary | 11 | -4.1195 | 51.7897 | Steady Progression | Headroom (MW) | N/A | 14.31 | 14.24 | 14.2 | 14.16 | 14.13 | 14.08 | 14.02 | 13.84 | 13.67 | 13.45 | 13.2 | 12.91 | 12.28 | 11.68 | 10.9 | 9.9 | 8.83 | 7.55
Swansea North 132 kV | Ammanford 33kV | Tumble | Primary | 11 | -4.1195 | 51.7897 | System Transformation | Headroom (MW) | Thermal | 14.31 | 14.23 | 14.16 | 14.09 | 13.99 | 13.88 | 13.76 | 13.15 | 12.41 | 11.58 | 10.61 | 9.53 | 8.4 | 7.42 | 6.24 | 4.4 | 1.85 | -1.2
Swansea North 132 kV | Ammanford 33kV | Tumble | Primary | 11 | -4.1195 | 51.7897 | WPD Best View | Headroom (MW) | N/A | 14.31 | 14.24 | 14.2 | 14.16 | 14.13 | 14.08 | 14.02 | 13.84 | 13.67 | 13.45 | 13.2 | 12.91 | 12.28 | 11.68 | 10.9 | 9.9 | 8.83 | 7.55
Swansea North 132 kV | Briton Ferry 33kV | Britton Ferry Primary | Primary | 11 | -3.8216 | 51.6249 | Consumer Transformation | Headroom (MW) | N/A | 6.305 | 6.245 | 5.995 | 5.905 | 5.835 | 5.745 | 5.605 | 5.465 | 5.325 | 5.195 | 5.085 | 4.955 | 4.835 | 4.705 | 4.565 | 3.665 | 2.485 | 1.185
Swansea North 132 kV | Briton Ferry 33kV | Britton Ferry Primary | Primary | 11 | -3.8216 | 51.6249 | Leading the Way | Headroom (MW) | N/A | 6.305 | 6.245 | 5.985 | 5.895 | 5.845 | 5.785 | 5.635 | 5.485 | 5.325 | 5.195 | 5.065 | 4.925 | 4.785 | 4.635 | 4.465 | 3.445 | 2.145 | 0.465
Swansea North 132 kV | Briton Ferry 33kV | Britton Ferry Primary | Primary | 11 | -3.8216 | 51.6249 | Steady Progression | Headroom (MW) | N/A | 6.305 | 6.255 | 6.225 | 6.205 | 6.255 | 6.275 | 6.255 | 6.225 | 6.195 | 6.165 | 6.135 | 6.115 | 6.095 | 6.065 | 6.045 | 5.985 | 5.815 | 5.505
Swansea North 132 kV | Briton Ferry 33kV | Britton Ferry Primary | Primary | 11 | -3.8216 | 51.6249 | System Transformation | Headroom (MW) | N/A | 6.305 | 6.255 | 6.215 | 5.985 | 6.005 | 5.995 | 5.915 | 5.845 | 5.775 | 5.705 | 5.645 | 5.585 | 5.535 | 5.485 | 5.435 | 5.145 | 4.565 | 3.995
Swansea North 132 kV | Briton Ferry 33kV | Britton Ferry Primary | Primary | 11 | -3.8216 | 51.6249 | WPD Best View | Headroom (MW) | N/A | 6.305 | 6.255 | 6.225 | 6.205 | 6.255 | 6.275 | 6.255 | 6.225 | 6.195 | 6.165 | 6.135 | 6.115 | 6.095 | 6.065 | 6.045 | 5.985 | 5.815 | 5.505
Swansea North 132 kV | Briton Ferry 33kV | Commercial St Neath | Primary | 11 | -3.8081 | 51.6624 | Consumer Transformation | Headroom (MW) | Thermal | 14.17 | 14.04 | 13.86 | 13.58 | 12.98 | 12.37 | 11.57 | 10.27 | 9.04 | 7.79 | 6.49 | 5.11 | 3.69 | 2.34 | 0.78 | -4.71 | -11.72 | -19.65
Swansea North 132 kV | Briton Ferry 33kV | Commercial St Neath | Primary | 11 | -3.8081 | 51.6624 | Leading the Way | Headroom (MW) | Thermal | 14.17 | 14.03 | 13.84 | 13.54 | 12.93 | 12.34 | 11.54 | 10.81 | 10.17 | 9.47 | 8.89 | 8.33 | 7.14 | 5.96 | 4.71 | -0.99 | -8.48 | -15.77
Swansea North 132 kV | Briton Ferry 33kV | Commercial St Neath | Primary | 11 | -3.8081 | 51.6624 | Steady Progression | Headroom (MW) | N/A | 14.17 | 14.07 | 14 | 13.94 | 13.88 | 13.81 | 13.74 | 13.59 | 13.36 | 12.93 | 12.65 | 12.34 | 11.77 | 11.24 | 10.59 | 9.71 | 8.44 | 6.66
Swansea North 132 kV | Briton Ferry 33kV | Commercial St Neath | Primary | 11 | -3.8081 | 51.6624 | System Transformation | Headroom (MW) | Thermal | 14.17 | 14.05 | 13.97 | 13.87 | 13.64 | 13.36 | 13.06 | 12.46 | 11.6 | 10.8 | 9.83 | 8.79 | 7.74 | 6.83 | 5.76 | 3.52 | -0.27 | -4.55
Swansea North 132 kV | Briton Ferry 33kV | Commercial St Neath | Primary | 11 | -3.8081 | 51.6624 | WPD Best View | Headroom (MW) | N/A | 14.17 | 14.07 | 14 | 13.94 | 13.88 | 13.79 | 13.71 | 13.54 | 13.3 | 12.85 | 12.56 | 12.24 | 11.65 | 11.11 | 10.44 | 9.49 | 8.13 | 6.27
Swansea North 132 kV | Briton Ferry 33kV | Victoria Road | Primary | 11 | -3.7983 | 51.5938 | Consumer Transformation | Headroom (MW) | N/A | 12.75 | 12.55 | 12.38 | 12.18 | 11.81 | 11.44 | 11.08 | 10.73 | 10.4 | 10.08 | 9.8 | 9.54 | 9.27 | 8.98 | 8.68 | 6.53 | 3.77 | 0.76
Swansea North 132 kV | Briton Ferry 33kV | Victoria Road | Primary | 11 | -3.7983 | 51.5938 | Leading the Way | Headroom (MW) | Thermal | 12.75 | 12.54 | 12.37 | 12.16 | 11.78 | 11.39 | 11.01 | 10.65 | 10.29 | 9.95 | 9.65 | 9.36 | 9.06 | 8.74 | 8.37 | 6.01 | 3 | -0.87
Swansea North 132 kV | Briton Ferry 33kV | Victoria Road | Primary | 11 | -3.7983 | 51.5938 | Steady Progression | Headroom (MW) | N/A | 12.75 | 12.61 | 12.53 | 12.45 | 12.37 | 12.27 | 12.16 | 12.05 | 11.94 | 11.83 | 11.74 | 11.66 | 11.58 | 11.52 | 11.45 | 11.23 | 10.88 | 10.22
Swansea North 132 kV | Briton Ferry 33kV | Victoria Road | Primary | 11 | -3.7983 | 51.5938 | System Transformation | Headroom (MW) | N/A | 12.75 | 12.59 | 12.47 | 12.35 | 12.18 | 11.99 | 11.78 | 11.58 | 11.38 | 11.2 | 11.05 | 10.91 | 10.78 | 10.67 | 10.57 | 9.92 | 8.59 | 7.27
Swansea North 132 kV | Briton Ferry 33kV | Victoria Road | Primary | 11 | -3.7983 | 51.5938 | WPD Best View | Headroom (MW) | N/A | 12.75 | 12.61 | 12.53 | 12.45 | 12.37 | 12.27 | 12.16 | 12.05 | 11.94 | 11.83 | 11.74 | 11.66 | 11.58 | 11.52 | 11.45 | 11.23 | 10.88 | 10.22
Swansea North 132 kV | Briton Ferry 33kV | Wern | Primary | 11 | -3.8276 | 51.6337 | Consumer Transformation | Headroom (MW) | N/A | 24.07 | 24 | 23.95 | 23.94 | 23.87 | 23.82 | 23.75 | 23.53 | 23.34 | 23.16 | 23 | 22.85 | 22.69 | 22.53 | 22.36 | 21.16 | 19.57 | 17.85
Swansea North 132 kV | Briton Ferry 33kV | Wern | Primary | 11 | -3.8276 | 51.6337 | Leading the Way | Headroom (MW) | N/A | 24.07 | 24 | 23.95 | 23.94 | 23.87 | 23.8 | 23.72 | 23.52 | 23.33 | 23.15 | 22.98 | 22.82 | 22.65 | 22.47 | 22.26 | 20.92 | 19.22 | 17.04
Swansea North 132 kV | Briton Ferry 33kV | Wern | Primary | 11 | -3.8276 | 51.6337 | Steady Progression | Headroom (MW) | N/A | 24.07 | 24.01 | 23.97 | 23.97 | 23.94 | 23.91 | 23.87 | 23.84 | 23.8 | 23.75 | 23.72 | 23.68 | 23.65 | 23.62 | 23.58 | 23.43 | 23.26 | 23.05
Swansea North 132 kV | Briton Ferry 33kV | Wern | Primary | 11 | -3.8276 | 51.6337 | System Transformation | Headroom (MW) | N/A | 24.07 | 24 | 23.96 | 23.96 | 23.92 | 23.88 | 23.84 | 23.8 | 23.74 | 23.69 | 23.65 | 23.61 | 23.57 | 23.53 | 23.49 | 23.14 | 22.39 | 21.64
Swansea North 132 kV | Briton Ferry 33kV | Wern | Primary | 11 | -3.8276 | 51.6337 | WPD Best View | Headroom (MW) | N/A | 24.07 | 24.01 | 23.97 | 23.97 | 23.94 | 23.91 | 23.87 | 23.84 | 23.8 | 23.75 | 23.72 | 23.68 | 23.65 | 23.62 | 23.58 | 23.43 | 23.26 | 23.05
Swansea North 132 kV | Briton Ferry 33kV | Ynys Street | Primary | 11 | -3.7754 | 51.5973 | Consumer Transformation | Headroom (MW) | Thermal | 9.17 | 9.16 | 9.13 | 9 | 8.63 | 8.28 | 7.87 | 7.25 | 6.61 | 5.96 | 5.26 | 4.51 | 3.73 | 3 | 2.15 | -0.84 | -4.7 | -9.11
Swansea North 132 kV | Briton Ferry 33kV | Ynys Street | Primary | 11 | -3.7754 | 51.5973 | Leading the Way | Headroom (MW) | Thermal | 9.17 | 9.16 | 9.13 | 8.99 | 8.6 | 8.23 | 7.78 | 7.42 | 7.04 | 6.66 | 6.34 | 6.02 | 5.35 | 4.69 | 3.98 | 0.73 | -3.59 | -7.82
Swansea North 132 kV | Briton Ferry 33kV | Ynys Street | Primary | 11 | -3.7754 | 51.5973 | Steady Progression | Headroom (MW) | N/A | 9.17 | 9.17 | 9.16 | 9.13 | 9.11 | 9.08 | 9.05 | 9.02 | 8.9 | 8.69 | 8.54 | 8.37 | 8.05 | 7.75 | 7.38 | 6.87 | 6.15 | 5.11
Swansea North 132 kV | Briton Ferry 33kV | Ynys Street | Primary | 11 | -3.7754 | 51.5973 | System Transformation | Headroom (MW) | Thermal | 9.17 | 9.17 | 9.15 | 9.11 | 9.05 | 8.89 | 8.7 | 8.38 | 7.92 | 7.47 | 6.93 | 6.34 | 5.75 | 5.23 | 4.63 | 3.4 | 1.22 | -1.23
Swansea North 132 kV | Briton Ferry 33kV | Ynys Street | Primary | 11 | -3.7754 | 51.5973 | WPD Best View | Headroom (MW) | N/A | 9.17 | 9.17 | 9.16 | 9.13 | 9.11 | 9.08 | 9.05 | 9.02 | 8.9 | 8.69 | 8.54 | 8.37 | 8.05 | 7.75 | 7.38 | 6.87 | 6.15 | 5.11
Swansea North 132 kV | Carmarthen 33kV | Cwmffrwd | Primary | 11 | -4.2989 | 51.8343 | Consumer Transformation | Headroom (MW) | N/A | 14.36 | 14.26 | 14.21 | 14.15 | 14 | 13.89 | 13.77 | 13.33 | 12.83 | 12.22 | 11.53 | 10.75 | 9.97 | 9.28 | 8.44 | 6.58 | 4.58 | 2.2
Swansea North 132 kV | Carmarthen 33kV | Cwmffrwd | Primary | 11 | -4.2989 | 51.8343 | Leading the Way | Headroom (MW) | N/A | 14.36 | 14.26 | 14.21 | 14.14 | 14 | 13.88 | 13.77 | 13.63 | 13.51 | 13.33 | 13.16 | 12.98 | 12.36 | 11.79 | 11.21 | 9.25 | 6.81 | 5.41
Swansea North 132 kV | Carmarthen 33kV | Cwmffrwd | Primary | 11 | -4.2989 | 51.8343 | Steady Progression | Headroom (MW) | N/A | 14.36 | 14.28 | 14.26 | 14.23 | 14.2 | 14.19 | 14.17 | 14.07 | 13.99 | 13.86 | 13.7 | 13.52 | 13.12 | 12.74 | 12.24 | 11.6 | 10.9 | 10.1
Swansea North 132 kV | Carmarthen 33kV | Cwmffrwd | Primary | 11 | -4.2989 | 51.8343 | System Transformation | Headroom (MW) | N/A | 14.36 | 14.28 | 14.24 | 14.2 | 14.14 | 14.09 | 14.04 | 13.67 | 13.23 | 12.69 | 12.06 | 11.34 | 10.62 | 9.99 | 9.23 | 7.99 | 6.45 | 4.59
Swansea North 132 kV | Carmarthen 33kV | Cwmffrwd | Primary | 11 | -4.2989 | 51.8343 | WPD Best View | Headroom (MW) | N/A | 14.36 | 14.28 | 14.26 | 14.23 | 14.2 | 14.19 | 14.17 | 14.07 | 13.99 | 13.86 | 13.7 | 13.52 | 13.12 | 12.74 | 12.24 | 11.6 | 10.9 | 10.1
Swansea North 132 kV | Carmarthen 33kV | Llanfyrnach | Primary | 11 | -4.5879 | 51.9487 | Consumer Transformation | Headroom (MW) | Thermal | -0.64 | -0.66 | -0.68 | -0.71 | -0.75 | -0.8 | -1.16 | -1.82 | -2.29 | -2.71 | -2.95 | -3.17 | -3.38 | -3.61 | -3.86 | -6.05 | -8.52 | -10.22
Swansea North 132 kV | Carmarthen 33kV | Llanfyrnach | Primary | 11 | -4.5879 | 51.9487 | Leading the Way | Headroom (MW) | Thermal | -0.64 | -0.66 | -0.68 | -0.71 | -0.75 | -0.8 | -1.2 | -1.53 | -1.77 | -2.12 | -2.29 | -2.45 | -2.62 | -2.8 | -2.99 | -4.9 | -7.04 | -8.49
Swansea North 132 kV | Carmarthen 33kV | Llanfyrnach | Primary | 11 | -4.5879 | 51.9487 | Steady Progression | Headroom (MW) | Thermal | -0.64 | -0.66 | -0.67 | -0.68 | -0.69 | -0.7 | -0.72 | -0.73 | -0.8 | -1.13 | -1.16 | -1.21 | -1.26 | -1.29 | -1.32 | -1.38 | -1.47 | -1.59
Swansea North 132 kV | Carmarthen 33kV | Llanfyrnach | Primary | 11 | -4.5879 | 51.9487 | System Transformation | Headroom (MW) | Thermal | -0.64 | -0.66 | -0.67 | -0.69 | -0.71 | -0.74 | -0.77 | -0.8 | -1.1 | -1.24 | -1.33 | -1.4 | -1.47 | -1.51 | -1.56 | -2.24 | -3.07 | -3.53
Swansea North 132 kV | Carmarthen 33kV | Llanfyrnach | Primary | 11 | -4.5879 | 51.9487 | WPD Best View | Headroom (MW) | Thermal | -0.64 | -0.66 | -0.68 | -0.71 | -0.75 | -0.79 | -1.03 | -1.44 | -1.76 | -2.15 | -2.31 | -2.47 | -2.62 | -2.77 | -2.94 | -4.01 | -5.95 | -7.1
Swansea North 132 kV | Carmarthen 33kV | Pendine | Primary | 11 | -4.5185 | 51.7479 | Consumer Transformation | Headroom (MW) | Thermal | 3.38 | 3.35 | 3.13 | 2.89 | 2.52 | 2.11 | -4.59 | -17.22 | -26.25 | -34.62 | -42.33 | -49.66 | -56.77 | -64.4 | -72.78 | -112.68 | -145.42 | -178.69
Swansea North 132 kV | Carmarthen 33kV | Pendine | Primary | 11 | -4.5185 | 51.7479 | Leading the Way | Headroom (MW) | Thermal | 3.38 | 3.34 | 3.26 | 3.16 | 3 | 2.72 | -4.37 | -10.13 | -14.33 | -20.92 | -25.84 | -30.39 | -35.72 | -41.43 | -47.58 | -77 | -102.14 | -126.56
Swansea North 132 kV | Carmarthen 33kV | Pendine | Primary | 11 | -4.5185 | 51.7479 | Steady Progression | Headroom (MW) | Thermal | 3.38 | 3.36 | 3.33 | 3.3 | 3.27 | 3.22 | 3.17 | 3.06 | 1.9 | -4.39 | -5.41 | -6.67 | -8.53 | -9.68 | -10.68 | -12.76 | -14.76 | -16.54
Swansea North 132 kV | Carmarthen 33kV | Pendine | Primary | 11 | -4.5185 | 51.7479 | System Transformation | Headroom (MW) | Thermal | 3.38 | 3.35 | 3.31 | 3.26 | 3.2 | 3.08 | 2.95 | 2.56 | -3.17 | -5.88 | -8.72 | -11.26 | -13.57 | -15.26 | -17.13 | -24.71 | -32.51 | -40.97
Swansea North 132 kV | Carmarthen 33kV | Pendine | Primary | 11 | -4.5185 | 51.7479 | WPD Best View | Headroom (MW) | Thermal | 3.38 | 3.36 | 3.33 | 3.3 | 3.27 | 3.22 | 3.17 | 3.06 | 1.9 | -4.39 | -5.41 | -6.67 | -8.53 | -9.68 | -10.68 | -12.76 | -14.76 | -16.54
Swansea North 132 kV | Carmarthen 33kV | St Clears | Primary | 11 | -4.4993 | 51.8451 | Consumer Transformation | Headroom (MW) | Thermal | 13.91 | 13.85 | 13.78 | 13.72 | 13.56 | 13.37 | 12.47 | 9.6 | 6.81 | 3.77 | 0.77 | -2.55 | -5.99 | -9.1 | -12.84 | -20.8 | -30.73 | -41.3
Swansea North 132 kV | Carmarthen 33kV | St Clears | Primary | 11 | -4.4993 | 51.8451 | Leading the Way | Headroom (MW) | Thermal | 13.91 | 13.84 | 13.78 | 13.71 | 13.54 | 13.33 | 12.35 | 11.51 | 10.87 | 9.96 | 9.48 | 9.03 | 6.45 | 4.03 | 1.52 | -6.32 | -17.19 | -21.94
Swansea North 132 kV | Carmarthen 33kV | St Clears | Primary | 11 | -4.4993 | 51.8451 | Steady Progression | Headroom (MW) | Thermal | 13.91 | 13.87 | 13.84 | 13.82 | 13.79 | 13.75 | 13.71 | 13.33 | 12.84 | 11.66 | 11.02 | 10.23 | 8.45 | 6.79 | 4.65 | 1.83 | -0.95 | -3.78
Swansea North 132 kV | Carmarthen 33kV | St Clears | Primary | 11 | -4.4993 | 51.8451 | System Transformation | Headroom (MW) | Thermal | 13.91 | 13.86 | 13.82 | 13.78 | 13.71 | 13.62 | 13.51 | 12.07 | 9.64 | 7.28 | 4.65 | 1.69 | -1.38 | -4.04 | -7.28 | -12.22 | -18.65 | -26.07
Swansea North 132 kV | Carmarthen 33kV | St Clears | Primary | 11 | -4.4993 | 51.8451 | WPD Best View | Headroom (MW) | Thermal | 13.91 | 13.87 | 13.84 | 13.82 | 13.79 | 13.75 | 13.71 | 13.33 | 12.84 | 11.66 | 11.02 | 10.23 | 8.45 | 6.79 | 4.65 | 1.83 | -0.95 | -3.78
Swansea North 132 kV | Carmarthen 33kV | Trevaughan | Primary | 11 | -4.3214 | 51.8633 | Consumer Transformation | Headroom (MW) | Thermal | 13.15 | 12.97 | 12.69 | 12.5 | 12.03 | 11.55 | 10.63 | 8.31 | 5.96 | 3.43 | 0.85 | -1.98 | -4.92 | -7.6 | -10.78 | -19.12 | -28.57 | -39.2
Swansea North 132 kV | Carmarthen 33kV | Trevaughan | Primary | 11 | -4.3214 | 51.8633 | Leading the Way | Headroom (MW) | Thermal | 13.15 | 12.96 | 12.68 | 12.47 | 12 | 11.48 | 10.47 | 9.59 | 8.8 | 7.86 | 7.18 | 6.53 | 4.18 | 1.95 | -0.36 | -9.11 | -19.62 | -26.54
Swansea North 132 kV | Carmarthen 33kV | Trevaughan | Primary | 11 | -4.3214 | 51.8633 | Steady Progression | Headroom (MW) | Thermal | 13.15 | 13.03 | 12.97 | 12.9 | 12.83 | 12.68 | 12.5 | 12.06 | 11.55 | 10.61 | 10.05 | 9.38 | 7.96 | 6.63 | 4.91 | 2.59 | 0 | -3
Swansea North 132 kV | Carmarthen 33kV | Trevaughan | Primary | 11 | -4.3214 | 51.8633 | System Transformation | Headroom (MW) | Thermal | 13.15 | 13.01 | 12.9 | 12.68 | 12.5 | 12.31 | 12.06 | 10.77 | 8.8 | 6.85 | 4.67 | 2.25 | -0.27 | -2.46 | -5.11 | -9.8 | -15.6 | -22.45
Swansea North 132 kV | Carmarthen 33kV | Trevaughan | Primary | 11 | -4.3214 | 51.8633 | WPD Best View | Headroom (MW) | Thermal | 13.15 | 13.03 | 12.97 | 12.9 | 12.83 | 12.68 | 12.5 | 12.06 | 11.55 | 10.61 | 10.05 | 9.38 | 7.96 | 6.63 | 4.91 | 2.59 | 0 | -3
Swansea North 132 kV | Carmarthen 33kV | Whitland | Primary | 11 | -4.5961 | 51.8305 | Consumer Transformation | Headroom (MW) | Thermal | 2.99 | 2.93 | 2.9 | 2.86 | 2.77 | 2.66 | 2.15 | 0.58 | -0.94 | -2.58 | -4.29 | -6.19 | -8.15 | -9.94 | -12.08 | -17.4 | -22.64 | -28.73
Swansea North 132 kV | Carmarthen 33kV | Whitland | Primary | 11 | -4.5961 | 51.8305 | Leading the Way | Headroom (MW) | Thermal | 2.99 | 2.92 | 2.89 | 2.86 | 2.76 | 2.63 | 2.07 | 1.57 | 1.17 | 0.62 | 0.33 | 0.06 | -1.43 | -2.83 | -4.28 | -9.47 | -15.26 | -17.88
Swansea North 132 kV | Carmarthen 33kV | Whitland | Primary | 11 | -4.5961 | 51.8305 | Steady Progression | Headroom (MW) | Thermal | 2.99 | 2.94 | 2.92 | 2.91 | 2.9 | 2.88 | 2.85 | 2.65 | 2.38 | 1.74 | 1.38 | 0.92 | -0.08 | -1.03 | -2.25 | -3.87 | -5.52 | -7.18
Swansea North 132 kV | Carmarthen 33kV | Whitland | Primary | 11 | -4.5961 | 51.8305 | System Transformation | Headroom (MW) | Thermal | 2.99 | 2.93 | 2.92 | 2.89 | 2.86 | 2.8 | 2.73 | 1.98 | 0.67 | -0.58 | -2.07 | -3.75 | -5.51 | -7.03 | -8.88 | -12.09 | -15.61 | -19.96
Swansea North 132 kV | Carmarthen 33kV | Whitland | Primary | 11 | -4.5961 | 51.8305 | WPD Best View | Headroom (MW) | Thermal | 2.99 | 2.94 | 2.92 | 2.91 | 2.88 | 2.85 | 2.76 | 2.34 | 1.84 | 0.99 | 0.34 | -0.41 | -1.62 | -2.74 | -4.15 | -6.23 | -8.44 | -10.85
Swansea North 132 kV | Hirwaun 33kV | Aberdare | Primary | 11 | -3.4536 | 51.7134 | Consumer Transformation | Headroom (MW) | Thermal | 13.84 | 13.71 | 13.63 | 13.53 | 13.04 | 12.47 | 11.83 | 10.88 | 9.96 | 9.01 | 7.96 | 6.83 | 5.67 | 4.56 | 3.3 | -1.18 | -6.91 | -13.46
Swansea North 132 kV | Hirwaun 33kV | Aberdare | Primary | 11 | -3.4536 | 51.7134 | Leading the Way | Headroom (MW) | Thermal | 13.84 | 13.7 | 13.61 | 13.5 | 12.98 | 12.38 | 11.71 | 11.08 | 10.52 | 9.95 | 9.43 | 8.92 | 7.9 | 6.89 | 5.83 | 0.94 | -5.5 | -11.93
Swansea North 132 kV | Hirwaun 33kV | Aberdare | Primary | 11 | -3.4536 | 51.7134 | Steady Progression | Headroom (MW) | N/A | 13.84 | 13.74 | 13.69 | 13.63 | 13.58 | 13.52 | 13.46 | 13.41 | 13.33 | 13.11 | 12.87 | 12.61 | 12.14 | 11.69 | 11.15 | 10.37 | 9.3 | 7.74
Swansea North 132 kV | Hirwaun 33kV | Aberdare | Primary | 11 | -3.4536 | 51.7134 | System Transformation | Headroom (MW) | Thermal | 13.84 | 13.72 | 13.66 | 13.59 | 13.51 | 13.42 | 13.12 | 12.57 | 11.91 | 11.25 | 10.45 | 9.59 | 8.7 | 7.93 | 7.05 | 5.16 | 1.91 | -1.68
Swansea North 132 kV | Hirwaun 33kV | Aberdare | Primary | 11 | -3.4536 | 51.7134 | WPD Best View | Headroom (MW) | Thermal | 13.84 | 13.7 | 13.61 | 13.5 | 12.98 | 12.38 | 11.71 | 11.08 | 10.52 | 9.95 | 9.43 | 8.92 | 7.9 | 6.89 | 5.83 | 0.94 | -5.5 | -11.93
Swansea North 132 kV | Hirwaun 33kV | Aberpergwm | Primary | 11 | -3.6399 | 51.7391 | Consumer Transformation | Headroom (MW) | N/A | 8.23 | 8.16 | 8.09 | 8.02 | 7.85 | 7.65 | 7.44 | 7.24 | 7.05 | 6.87 | 6.7 | 6.54 | 6.38 | 6.21 | 6.03 | 4.89 | 3.52 | 2.02
Swansea North 132 kV | Hirwaun 33kV | Aberpergwm | Primary | 11 | -3.6399 | 51.7391 | Leading the Way | Headroom (MW) | N/A | 8.23 | 8.16 | 8.09 | 8.01 | 7.84 | 7.65 | 7.47 | 7.3 | 7.14 | 6.99 | 6.85 | 6.71 | 6.57 | 6.41 | 6.24 | 5.15 | 3.77 | 1.99
Swansea North 132 kV | Hirwaun 33kV | Aberpergwm | Primary | 11 | -3.6399 | 51.7391 | Steady Progression | Headroom (MW) | N/A | 8.23 | 8.19 | 8.17 | 8.15 | 8.13 | 8.09 | 8.06 | 8.02 | 7.98 | 7.94 | 7.91 | 7.88 | 7.86 | 7.83 | 7.82 | 7.77 | 7.66 | 7.39
Swansea North 132 kV | Hirwaun 33kV | Aberpergwm | Primary | 11 | -3.6399 | 51.7391 | System Transformation | Headroom (MW) | N/A | 8.23 | 8.18 | 8.14 | 8.1 | 8.03 | 7.95 | 7.85 | 7.76 | 7.67 | 7.58 | 7.51 | 7.45 | 7.39 | 7.33 | 7.28 | 6.98 | 6.36 | 5.74
Swansea North 132 kV | Hirwaun 33kV | Aberpergwm | Primary | 11 | -3.6399 | 51.7391 | WPD Best View | Headroom (MW) | N/A | 8.23 | 8.19 | 8.16 | 8.14 | 8.11 | 8.05 | 8 | 7.94 | 7.89 | 7.83 | 7.78 | 7.73 | 7.69 | 7.65 | 7.61 | 7.44 | 7.19 | 6.76
Swansea North 132 kV | Hirwaun 33kV | Hirwaun Primary | Primary | 11 | -3.5365 | 51.7414 | Consumer Transformation | Headroom (MW) | Thermal | 8.12 | 8.06 | 7.99 | 7.98 | 7.81 | 7.59 | 7.35 | 6.91 | 6.47 | 5.95 | 5.31 | 4.61 | 3.87 | 3.23 | 2.46 | 0.42 | -2.14 | -5.15
Swansea North 132 kV | Hirwaun 33kV | Hirwaun Primary | Primary | 11 | -3.5365 | 51.7414 | Leading the Way | Headroom (MW) | Thermal | 8.12 | 8.05 | 7.99 | 7.99 | 7.81 | 7.55 | 7.27 | 6.99 | 6.77 | 6.51 | 6.27 | 6.04 | 5.41 | 4.86 | 4.26 | 2 | -1.05 | -3.36
Swansea North 132 kV | Hirwaun 33kV | Hirwaun Primary | Primary | 11 | -3.5365 | 51.7414 | Steady Progression | Headroom (MW) | N/A | 8.12 | 8.08 | 8.05 | 8.09 | 8.07 | 7.97 | 7.86 | 7.71 | 7.57 | 7.39 | 7.26 | 7.1 | 6.76 | 6.47 | 6.06 | 5.53 | 4.71 | 3.66
Swansea North 132 kV | Hirwaun 33kV | Hirwaun Primary | Primary | 11 | -3.5365 | 51.7414 | System Transformation | Headroom (MW) | Thermal | 8.12 | 8.07 | 8.03 | 8.05 | 7.98 | 7.89 | 7.79 | 7.47 | 7.12 | 6.72 | 6.18 | 5.58 | 4.96 | 4.44 | 3.8 | 2.71 | 1.08 | -0.86
Swansea North 132 kV | Hirwaun 33kV | Hirwaun Primary | Primary | 11 | -3.5365 | 51.7414 | WPD Best View | Headroom (MW) | Thermal | 8.12 | 8.05 | 7.99 | 7.99 | 7.81 | 7.55 | 7.27 | 6.99 | 6.77 | 6.51 | 6.27 | 6.04 | 5.41 | 4.86 | 4.26 | 2 | -1.05 | -3.36
Swansea North 132 kV | Hirwaun 33kV | Maerdy | Primary | 11 | -4.4254 | 50.9536 | Consumer Transformation | Headroom (MW) | Thermal | 4.33 | 4.31 | 4.3 | 4.29 | 0.78 | 0.76 | 0.73 | 0.69 | 0.66 | 0.62 | 0.6 | 0.59 | 0.57 | 0.55 | 0.53 | 0.28 | -0.03 | -0.37
Swansea North 132 kV | Hirwaun 33kV | Maerdy | Primary | 11 | -4.4254 | 50.9536 | Leading the Way | Headroom (MW) | Thermal | 4.33 | 4.31 | 4.3 | 4.29 | 4.28 | 0.75 | 0.71 | 0.68 | 0.64 | 0.59 | 0.57 | 0.56 | 0.54 | 0.52 | 0.5 | 0.25 | -0.07 | -0.48
Swansea North 132 kV | Hirwaun 33kV | Maerdy | Primary | 11 | -4.4254 | 50.9536 | Steady Progression | Headroom (MW) | N/A | 4.33 | 4.31 | 4.3 | 4.3 | 4.29 | 4.28 | 4.27 | 4.26 | 4.25 | 4.23 | 4.23 | 4.22 | 4.21 | 4.2 | 4.2 | 4.16 | 4.11 | 4.07
Swansea North 132 kV | Hirwaun 33kV | Maerdy | Primary | 11 | -4.4254 | 50.9536 | System Transformation | Headroom (MW) | N/A | 4.33 | 4.31 | 4.3 | 4.29 | 4.28 | 4.27 | 0.76 | 0.74 | 0.71 | 0.69 | 0.68 | 0.67 | 0.67 | 0.66 | 0.65 | 0.59 | 0.52 | 0.41
Swansea North 132 kV | Hirwaun 33kV | Maerdy | Primary | 11 | -4.4254 | 50.9536 | WPD Best View | Headroom (MW) | Thermal | 4.33 | 4.31 | 4.3 | 4.29 | 4.28 | 0.75 | 0.71 | 0.68 | 0.64 | 0.59 | 0.57 | 0.56 | 0.54 | 0.52 | 0.5 | 0.25 | -0.07 | -0.48
Swansea North 132 kV | Hirwaun 33kV | Ynysfeio | Primary | 11 | -3.5256 | 51.6697 | Consumer Transformation | Headroom (MW) | Thermal | 9.43 | 9.37 | 9.32 | 9.27 | 8.97 | 8.65 | 8.32 | 8.01 | 7.72 | 7.45 | 7.21 | 6.97 | 6.72 | 6.47 | 6.21 | 4.39 | 2.06 | -0.51
Swansea North 132 kV | Hirwaun 33kV | Ynysfeio | Primary | 11 | -3.5256 | 51.6697 | Leading the Way | Headroom (MW) | Thermal | 9.43 | 9.36 | 9.31 | 9.25 | 8.94 | 8.59 | 8.25 | 7.91 | 7.61 | 7.35 | 7.08 | 6.83 | 6.56 | 6.28 | 5.98 | 3.99 | 1.42 | -1.91
Swansea North 132 kV | Hirwaun 33kV | Ynysfeio | Primary | 11 | -3.5256 | 51.6697 | Steady Progression | Headroom (MW) | N/A | 9.43 | 9.38 | 9.35 | 9.33 | 9.3 | 9.27 | 9.24 | 9.21 | 9.18 | 9.15 | 9.12 | 9.09 | 9.05 | 9.02 | 8.99 | 8.88 | 8.6 | 8.12
Swansea North 132 kV | Hirwaun 33kV | Ynysfeio | Primary | 11 | -3.5256 | 51.6697 | System Transformation | Headroom (MW) | N/A | 9.43 | 9.37 | 9.34 | 9.3 | 9.26 | 9.18 | 9.01 | 8.85 | 8.69 | 8.56 | 8.44 | 8.33 | 8.24 | 8.15 | 8.07 | 7.62 | 6.55 | 5.49
Swansea North 132 kV | Hirwaun 33kV | Ynysfeio | Primary | 11 | -3.5256 | 51.6697 | WPD Best View | Headroom (MW) | Thermal | 9.43 | 9.36 | 9.31 | 9.25 | 8.94 | 8.59 | 8.25 | 7.91 | 7.62 | 7.35 | 7.09 | 6.83 | 6.56 | 6.28 | 5.98 | 3.99 | 1.43 | -1.9
Swansea North 132 kV | Lampeter 33kV | Aberaeron | Primary | 11 | -4.2563 | 52.2335 | Consumer Transformation | Headroom (MW) | Thermal | 1.65 | 1.61 | 1.59 | 1.55 | 1.48 | 1.4 | 1.3 | 0.98 | 0.63 | 0.22 | -0.25 | -0.78 | -1.33 | -1.83 | -2.42 | -3.68 | -5.19 | -6.99
Swansea North 132 kV | Lampeter 33kV | Aberaeron | Primary | 11 | -4.2563 | 52.2335 | Leading the Way | Headroom (MW) | Thermal | 1.65 | 1.61 | 1.59 | 1.55 | 1.47 | 1.38 | 1.27 | 1.17 | 1.08 | 0.99 | 0.92 | 0.85 | 0.42 | 0.03 | -0.38 | -1.73 | -3.55 | -4.53
Swansea North 132 kV | Lampeter 33kV | Aberaeron | Primary | 11 | -4.2563 | 52.2335 | Steady Progression | Headroom (MW) | Thermal | 1.65 | 1.63 | 1.62 | 1.61 | 1.59 | 1.58 | 1.56 | 1.49 | 1.42 | 1.31 | 1.21 | 1.08 | 0.79 | 0.51 | 0.15 | -0.29 | -0.78 | -1.35
Swansea North 132 kV | Lampeter 33kV | Aberaeron | Primary | 11 | -4.2563 | 52.2335 | System Transformation | Headroom (MW) | Thermal | 1.65 | 1.62 | 1.6 | 1.58 | 1.55 | 1.51 | 1.47 | 1.23 | 0.9 | 0.55 | 0.11 | -0.39 | -0.9 | -1.35 | -1.89 | -2.7 | -3.83 | -5.21
Swansea North 132 kV | Lampeter 33kV | Aberaeron | Primary | 11 | -4.2563 | 52.2335 | WPD Best View | Headroom (MW) | Thermal | 1.65 | 1.63 | 1.62 | 1.61 | 1.59 | 1.58 | 1.56 | 1.49 | 1.42 | 1.31 | 1.21 | 1.08 | 0.79 | 0.51 | 0.15 | -0.29 | -0.78 | -1.35
Swansea North 132 kV | Lampeter 33kV | Lampeter Primary | Primary | 11 | -4.0898 | 52.0962 | Consumer Transformation | Headroom (MW) | Thermal | 11.23 | 11.15 | 6.98 | 6.9 | 6.68 | 6.45 | 5.67 | 2.86 | 0.03 | -3.12 | -6.61 | -10.52 | -14.6 | -18.24 | -22.65 | -31.35 | -42.39 | -54.48
Swansea North 132 kV | Lampeter 33kV | Lampeter Primary | Primary | 11 | -4.0898 | 52.0962 | Leading the Way | Headroom (MW) | Thermal | 11.23 | 11.15 | 6.98 | 6.88 | 6.67 | 6.41 | 5.54 | 4.78 | 4.21 | 3.41 | 2.98 | 2.58 | -0.49 | -3.33 | -6.27 | -15.16 | -27.83 | -32.77
Swansea North 132 kV | Lampeter 33kV | Lampeter Primary | Primary | 11 | -4.0898 | 52.0962 | Steady Progression | Headroom (MW) | Thermal | 11.23 | 11.19 | 11.16 | 11.13 | 7.01 | 6.97 | 6.92 | 6.48 | 5.98 | 4.88 | 4.12 | 3.17 | 1.02 | -1 | -3.64 | -7.06 | -10.58 | -14.19
Swansea North 132 kV | Lampeter 33kV | Lampeter Primary | Primary | 11 | -4.0898 | 52.0962 | System Transformation | Headroom (MW) | Thermal | 11.23 | 11.17 | 11.13 | 6.98 | 6.9 | 6.78 | 6.65 | 5 | 2.45 | -0.13 | -3.31 | -6.91 | -10.67 | -13.93 | -17.92 | -23.8 | -31.69 | -40.97
Swansea North 132 kV | Lampeter 33kV | Lampeter Primary | Primary | 11 | -4.0898 | 52.0962 | WPD Best View | Headroom (MW) | Thermal | 11.23 | 11.19 | 11.16 | 11.13 | 7.01 | 6.97 | 6.92 | 6.48 | 5.98 | 4.88 | 4.12 | 3.17 | 1.02 | -1 | -3.64 | -7.06 | -10.58 | -14.19
Swansea North 132 kV | Lampeter 33kV | Llanfihangel Ystrad | Primary | 11 | -4.1588 | 52.1767 | Consumer Transformation | Headroom (MW) | Thermal | 14.73 | 14.65 | 14.6 | 14.53 | 14.42 | 14.29 | 13.53 | 11.08 | 8.71 | 6.13 | 3.4 | 0.38 | -2.77 | -5.61 | -9.02 | -16.21 | -24.47 | -34.13
Swansea North 132 kV | Lampeter 33kV | Llanfihangel Ystrad | Primary | 11 | -4.1588 | 52.1767 | Leading the Way | Headroom (MW) | Thermal | 14.73 | 14.65 | 14.59 | 14.53 | 14.41 | 14.26 | 13.43 | 12.73 | 12.19 | 11.41 | 11.03 | 10.68 | 8.33 | 6.14 | 3.87 | -3.23 | -12.43 | -16.36
Swansea North 132 kV | Lampeter 33kV | Llanfihangel Ystrad | Primary | 11 | -4.1588 | 52.1767 | Steady Progression | Headroom (MW) | Thermal | 14.73 | 14.67 | 14.63 | 14.6 | 14.57 | 14.53 | 14.48 | 14.16 | 13.73 | 12.71 | 12.11 | 11.38 | 9.74 | 8.21 | 6.21 | 3.57 | 0.85 | -1.87
Swansea North 132 kV | Lampeter 33kV | Llanfihangel Ystrad | Primary | 11 | -4.1588 | 52.1767 | System Transformation | Headroom (MW) | Thermal | 14.73 | 14.66 | 14.62 | 14.57 | 14.52 | 14.44 | 14.36 | 13.14 | 11.07 | 9.08 | 6.67 | 3.94 | 1.1 | -1.36 | -4.36 | -8.97 | -14.65 | -21.7
Swansea North 132 kV | Lampeter 33kV | Llanfihangel Ystrad | Primary | 11 | -4.1588 | 52.1767 | WPD Best View | Headroom (MW) | Thermal | 14.73 | 14.67 | 14.63 | 14.6 | 14.57 | 14.53 | 14.48 | 14.16 | 13.73 | 12.71 | 12.11 | 11.38 | 9.74 | 8.21 | 6.21 | 3.57 | 0.85 | -1.87
Swansea North 132 kV | Lampeter 33kV | Llanllwni | Primary | 11 | -4.2352 | 52.0472 | Consumer Transformation | Headroom (MW) | Thermal | 2.25 | 2.21 | 1.98 | 1.94 | 1.84 | 1.72 | 1.12 | -1.32 | -3.84 | -6.65 | -9.81 | -13.35 | -17.06 | -20.36 | -24.37 | -31.75 | -40.53 | -50.93
Swansea North 132 kV | Lampeter 33kV | Llanllwni | Primary | 11 | -4.2352 | 52.0472 | Leading the Way | Headroom (MW) | Thermal | 2.25 | 2.2 | 1.98 | 1.93 | 1.84 | 1.7 | 1.03 | 0.46 | 0.02 | -0.61 | -0.92 | -1.21 | -3.98 | -6.54 | -9.17 | -16.74 | -27.02 | -30.6
Swansea North 132 kV | Lampeter 33kV | Llanllwni | Primary | 11 | -4.2352 | 52.0472 | Steady Progression | Headroom (MW) | Thermal | 2.25 | 2.22 | 2.21 | 2.19 | 1.99 | 1.97 | 1.95 | 1.56 | 1.11 | 0.15 | -0.55 | -1.41 | -3.4 | -5.28 | -7.72 | -10.9 | -14.13 | -17.35
Swansea North 132 kV | Lampeter 33kV | Llanllwni | Primary | 11 | -4.2352 | 52.0472 | System Transformation | Headroom (MW) | Thermal | 2.25 | 2.21 | 2.19 | 1.98 | 1.94 | 1.88 | 1.81 | 0.32 | -1.99 | -4.34 | -7.26 | -10.57 | -14.04 | -17.05 | -20.73 | -26.04 | -32.72 | -41.01
Swansea North 132 kV | Lampeter 33kV | Llanllwni | Primary | 11 | -4.2352 | 52.0472 | WPD Best View | Headroom (MW) | Thermal | 2.25 | 2.22 | 2.21 | 2.19 | 1.99 | 1.97 | 1.95 | 1.56 | 1.11 | 0.15 | -0.55 | -1.41 | -3.4 | -5.28 | -7.72 | -10.9 | -14.13 | -17.35
Swansea North 132 kV | Lampeter 33kV | Pont Ar Annell | Primary | 11 | -3.9525 | 52.0298 | Consumer Transformation | Headroom (MW) | Thermal | 6.36 | 6.34 | 6.32 | 6.3 | 6.26 | 6.19 | 5.78 | 5.05 | 4.52 | 4.02 | 2.06 | 0.22 | -1.55 | -3.48 | -5.59 | -16.2 | -35.09 | -54.38
Swansea North 132 kV | Lampeter 33kV | Pont Ar Annell | Primary | 11 | -3.9525 | 52.0298 | Leading the Way | Headroom (MW) | Thermal | 6.36 | 6.34 | 6.32 | 6.3 | 6.26 | 6.19 | 5.74 | 5.36 | 5.06 | 4.62 | 3.29 | 2.05 | 0.71 | -0.74 | -2.31 | -10.07 | -24.18 | -38.82
Swansea North 132 kV | Lampeter 33kV | Pont Ar Annell | Primary | 11 | -3.9525 | 52.0298 | Steady Progression | Headroom (MW) | N/A | 6.36 | 6.34 | 6.34 | 6.33 | 6.32 | 6.31 | 6.3 | 6.29 | 6.22 | 5.87 | 5.63 | 5.32 | 4.9 | 4.67 | 4.5 | 4.08 | 3.24 | 2.46
Swansea North 132 kV | Lampeter 33kV | Pont Ar Annell | Primary | 11 | -3.9525 | 52.0298 | System Transformation | Headroom (MW) | Thermal | 6.36 | 6.34 | 6.33 | 6.32 | 6.3 | 6.27 | 6.24 | 6.2 | 5.87 | 5.71 | 5.07 | 4.52 | 4.05 | 3.72 | 3.37 | 1.53 | -2.47 | -6.83
Swansea North 132 kV | Lampeter 33kV | Pont Ar Annell | Primary | 11 | -3.9525 | 52.0298 | WPD Best View | Headroom (MW) | N/A | 6.36 | 6.34 | 6.34 | 6.33 | 6.32 | 6.31 | 6.3 | 6.29 | 6.22 | 5.87 | 5.63 | 5.32 | 4.9 | 4.67 | 4.5 | 4.08 | 3.24 | 2.46
Swansea North 132 kV | Lampeter 33kV | Tregaron | Primary | 11 | -3.9371 | 52.2147 | Consumer Transformation | Headroom (MW) | Thermal | -8.2 | -8.25 | -8.29 | -8.34 | -8.46 | -8.58 | -9.15 | -11.77 | -14.47 | -17.53 | -20.97 | -24.83 | -28.87 | -32.47 | -36.84 | -34.53 | -44.14 | -55.64
Swansea North 132 kV | Lampeter 33kV | Tregaron | Primary | 11 | -3.9371 | 52.2147 | Leading the Way | Headroom (MW) | Thermal | -8.2 | -8.25 | -8.3 | -8.35 | -8.47 | -8.6 | -9.2 | -9.76 | -10.17 | -10.84 | -11.16 | -11.46 | -14.47 | -17.25 | -9.62 | -17.8 | -44.87 | -48.96
Swansea North 132 kV | Lampeter 33kV | Tregaron | Primary | 11 | -3.9371 | 52.2147 | Steady Progression | Headroom (MW) | Thermal | -8.2 | -8.23 | -8.25 | -8.27 | -8.29 | -8.29 | -8.27 | -8.66 | -9.12 | -10.14 | -10.87 | -11.8 | -13.95 | -15.98 | -18.64 | -11.5 | -15.03 | -18.6
Swansea North 132 kV | Lampeter 33kV | Tregaron | Primary | 11 | -3.9371 | 52.2147 | System Transformation | Headroom (MW) | Thermal | -8.2 | -8.24 | -8.27 | -8.3 | -8.34 | -8.39 | -8.39 | -9.96 | -12.42 | -14.98 | -18.16 | -21.76 | -25.53 | -28.8 | -32.81 | -27.98 | -45.82 | -54.98
Swansea North 132 kV | Lampeter 33kV | Tregaron | Primary | 11 | -3.9371 | 52.2147 | WPD Best View | Headroom (MW) | Thermal | -8.2 | -8.23 | -8.25 | -8.27 | -8.29 | -8.29 | -8.27 | -8.66 | -9.12 | -10.14 | -10.87 | -11.8 | -13.95 | -15.98 | -18.64 | -11.5 | -15.03 | -18.6
Swansea North 132 kV | Llanarth 33kV | Llanarth Primary | Primary | 11 | -4.3211 | 52.1885 | Consumer Transformation | Headroom (MW) | Thermal | 6.91 | 6.85 | 6.63 | 6.56 | 6.4 | 6.23 | 5.83 | 4.19 | 2.46 | 0.5 | -1.75 | -4.28 | -6.93 | -9.29 | -12.15 | -17.78 | -24.16 | -31.79
Swansea North 132 kV | Llanarth 33kV | Llanarth Primary | Primary | 11 | -4.3211 | 52.1885 | Leading the Way | Headroom (MW) | Thermal | 6.91 | 6.85 | 6.62 | 6.55 | 6.38 | 6.2 | 5.75 | 5.35 | 5.02 | 4.6 | 4.37 | 4.14 | 2.15 | 0.32 | -1.57 | -7.45 | -15.06 | -18.11
Swansea North 132 kV | Llanarth 33kV | Llanarth Primary | Primary | 11 | -4.3211 | 52.1885 | Steady Progression | Headroom (MW) | Thermal | 6.91 | 6.88 | 6.85 | 6.83 | 6.81 | 6.78 | 6.75 | 6.46 | 6.14 | 5.53 | 5.03 | 4.42 | 3.01 | 1.68 | -0.07 | -2.31 | -4.63 | -7.04
Swansea North 132 kV | Llanarth 33kV | Llanarth Primary | Primary | 11 | -4.3211 | 52.1885 | System Transformation | Headroom (MW) | Thermal | 6.91 | 6.87 | 6.83 | 6.63 | 6.57 | 6.48 | 6.39 | 5.3 | 3.7 | 2.03 | -0.07 | -2.44 | -4.92 | -7.07 | -9.7 | -13.65 | -18.55 | -24.65
Swansea North 132 kV | Llanarth 33kV | Llanarth Primary | Primary | 11 | -4.3211 | 52.1885 | WPD Best View | Headroom (MW) | Thermal | 6.91 | 6.88 | 6.85 | 6.83 | 6.81 | 6.78 | 6.75 | 6.46 | 6.14 | 5.53 | 5.03 | 4.42 | 3.01 | 1.68 | -0.07 | -2.31 | -4.63 | -7.04
Swansea North 132 kV | Llanelli 11kV | Llanelli Primary | Primary | 11 | -4.1721 | 51.6772 | Consumer Transformation | Headroom (MW) | Thermal | 19.53 | 19.21 | 18.97 | 18.67 | 18.04 | 17.36 | 16.71 | 13.8 | 12.83 | 11.83 | 10.78 | 9.69 | 8.57 | 7.5 | 6.29 | 1.47 | -4.8 | -11.93
Swansea North 132 kV | Llanelli 11kV | Llanelli Primary | Primary | 11 | -4.1721 | 51.6772 | Leading the Way | Headroom (MW) | Thermal | 19.53 | 19.2 | 18.95 | 18.64 | 17.98 | 15.26 | 14.54 | 13.83 | 13.15 | 12.5 | 11.84 | 11.2 | 10.12 | 9.05 | 7.91 | 2.28 | -4.81 | -12.43
Swansea North 132 kV | Llanelli 11kV | Llanelli Primary | Primary | 11 | -4.1721 | 51.6772 | Steady Progression | Headroom (MW) | N/A | 19.53 | 19.32 | 19.22 | 19.13 | 19.04 | 18.76 | 18.49 | 18.14 | 17.8 | 15.46 | 15.23 | 14.98 | 14.55 | 14.15 | 13.65 | 12.94 | 11.61 | 9.58
Swansea North 132 kV | Llanelli 11kV | Llanelli Primary | Primary | 11 | -4.1721 | 51.6772 | System Transformation | Headroom (MW) | N/A | 19.53 | 19.28 | 19.13 | 18.96 | 18.7 | 18.42 | 18.11 | 15.55 | 14.86 | 14.16 | 13.41 | 12.61 | 11.81 | 11.11 | 10.31 | 8.4 | 5.18 | 1.66
Swansea North 132 kV | Llanelli 11kV | Llanelli Primary | Primary | 11 | -4.1721 | 51.6772 | WPD Best View | Headroom (MW) | N/A | 19.53 | 19.32 | 19.22 | 19.13 | 19.04 | 18.76 | 18.49 | 18.14 | 17.8 | 15.46 | 15.23 | 14.98 | 14.55 | 14.15 | 13.65 | 12.94 | 11.61 | 9.58
Swansea North 132 kV | Morriston B 11kV | Morriston Primary | Primary | 11 | -3.9137 | 51.6669 | Consumer Transformation | Headroom (MW) | Thermal | 24.39 | 24.12 | 23.94 | 23.74 | 23.49 | 22.94 | 21.78 | 19.9 | 18.13 | 16.25 | 13.28 | 10.24 | 7.16 | 4.14 | 0.72 | -12.69 | -33.6874 | -56.6922
Swansea North 132 kV | Morriston B 11kV | Morriston Primary | Primary | 11 | -3.9137 | 51.6669 | Leading the Way | Headroom (MW) | Thermal | 24.39 | 24.12 | 23.92 | 23.7 | 23.43 | 22.81 | 21.56 | 20.38 | 19.4 | 18.26 | 16.68 | 13.46 | 10.89 | 8.3 | 5.54 | -7.05 | -26.9917 | -47.7409
Swansea North 132 kV | Morriston B 11kV | Morriston Primary | Primary | 11 | -3.9137 | 51.6669 | Steady Progression | Headroom (MW) | N/A | 16.8497 | 16.8237 | 16.8118 | 16.8004 | 16.7859 | 16.7437 | 16.6962 | 16.5751 | 16.4122 | 16.0061 | 15.6693 | 15.2676 | 14.5763 | 14.009 | 13.3612 | 12.1389 | 10.6869 | 9.2431
Swansea North 132 kV | Morriston B 11kV | Morriston Primary | Primary | 11 | -3.9137 | 51.6669 | System Transformation | Headroom (MW) | Thermal | 22.3162 | 22.2468 | 22.1844 | 22.0543 | 21.9003 | 21.7126 | 21.4935 | 20.9302 | 19.9788 | 19.1288 | 17.6643 | 16.1631 | 14.51 | 12.85 | 10.93 | 6.32 | -1.55 | -10.42
Swansea North 132 kV | Morriston B 11kV | Morriston Primary | Primary | 11 | -3.9137 | 51.6669 | WPD Best View | Headroom (MW) | Thermal | 23.0214 | 22.889 | 22.6862 | 22.5003 | 22.0111 | 21.5268 | 20.6953 | 19.9437 | 19.27 | 18.43 | 17.39 | 14.63 | 12.52 | 10.53 | 8.46 | -0.54 | -12.37 | -23.38
Swansea North 132 kV | Rhos 33kV | Blaenporth | Primary | 11 | -4.5246 | 52.1114 | Consumer Transformation | Headroom (MW) | Thermal | 7.18 | 7.13 | 7.08 | 7.03 | 6.9 | 6.8 | 6.48 | 5.99 | 5.63 | 5.34 | 5.17 | 5.02 | 4.88 | 4.73 | 4.57 | 3.26 | 1.58 | -0.23
Swansea North 132 kV | Rhos 33kV | Blaenporth | Primary | 11 | -4.5246 | 52.1114 | Leading the Way | Headroom (MW) | N/A | 7.18 | 7.13 | 7.08 | 7.02 | 6.89 | 6.79 | 6.45 | 6.16 | 5.92 | 5.69 | 5.58 | 5.48 | 5.38 | 5.27 | 5.14 | 3.75 | 2.18 | 0.31
Swansea North 132 kV | Rhos 33kV | Blaenporth | Primary | 11 | -4.5246 | 52.1114 | Steady Progression | Headroom (MW) | N/A | 7.18 | 7.15 | 7.13 | 7.11 | 7.09 | 7.09 | 7.06 | 7.03 | 6.98 | 6.79 | 6.78 | 6.78 | 6.79 | 6.83 | 6.87 | 7.13 | 7.01 | 6.75
Swansea North 132 kV | Rhos 33kV | Blaenporth | Primary | 11 | -4.5246 | 52.1114 | System Transformation | Headroom (MW) | N/A | 7.18 | 7.14 | 7.11 | 7.08 | 7.03 | 6.99 | 6.92 | 6.86 | 6.64 | 6.55 | 6.51 | 6.49 | 6.48 | 6.49 | 6.51 | 6.26 | 5.69 | 5.06
Swansea North 132 kV | Rhos 33kV | Blaenporth | Primary | 11 | -4.5246 | 52.1114 | WPD Best View | Headroom (MW) | N/A | 7.18 | 7.15 | 7.13 | 7.11 | 7.09 | 7.09 | 7.06 | 7.03 | 6.98 | 6.79 | 6.78 | 6.78 | 6.79 | 6.83 | 6.87 | 7.13 | 7.01 | 6.75
Swansea North 132 kV | Rhos 33kV | Bridell | Primary | 11 | -4.6597 | 52.0503 | Consumer Transformation | Headroom (MW) | Thermal | 4.42 | 4.37 | 4.33 | 4.28 | 4.15 | 4.09 | 3.99 | 3.9 | 3.81 | 3.71 | 3.64 | 3.57 | 3.5 | 3.42 | 3.34 | 1.7 | 0.7 | -0.24
Swansea North 132 kV | Rhos 33kV | Bridell | Primary | 11 | -4.6597 | 52.0503 | Leading the Way | Headroom (MW) | Thermal | 4.42 | 4.37 | 4.33 | 4.27 | 4.14 | 4.11 | 4 | 3.92 | 3.82 | 3.72 | 3.64 | 3.56 | 3.48 | 3.38 | 3.27 | 1.12 | 0.04 | -1.17
Swansea North 132 kV | Rhos 33kV | Bridell | Primary | 11 | -4.6597 | 52.0503 | Steady Progression | Headroom (MW) | N/A | 4.42 | 4.39 | 4.37 | 4.36 | 4.34 | 4.36 | 4.35 | 4.34 | 4.33 | 4.31 | 4.3 | 4.29 | 4.29 | 4.28 | 4.28 | 4.32 | 4.25 | 4.06
Swansea North 132 kV | Rhos 33kV | Bridell | Primary | 11 | -4.6597 | 52.0503 | System Transformation | Headroom (MW) | N/A | 4.42 | 4.38 | 4.36 | 4.33 | 4.28 | 4.28 | 4.23 | 4.2 | 4.15 | 4.11 | 4.08 | 4.05 | 4.02 | 4.01 | 3.99 | 3.17 | 2.7 | 2.29
Swansea North 132 kV | Rhos 33kV | Bridell | Primary | 11 | -4.6597 | 52.0503 | WPD Best View | Headroom (MW) | Thermal | 4.42 | 4.37 | 4.33 | 4.28 | 4.16 | 4.1 | 4 | 3.92 | 3.82 | 3.73 | 3.66 | 3.59 | 3.52 | 3.45 | 3.37 | 1.76 | 0.79 | -0.12
Swansea North 132 kV | Rhos 33kV | Cardigan | Primary | 11 | -4.6516 | 52.0841 | Consumer Transformation | Headroom (MW) | N/A | 7.22 | 7.14 | 7.07 | 6.99 | 6.78 | 6.61 | 6.41 | 6.22 | 6.06 | 5.89 | 5.74 | 5.59 | 5.44 | 5.29 | 5.13 | 3.97 | 2.61 | 1.13
Swansea North 132 kV | Rhos 33kV | Cardigan | Primary | 11 | -4.6516 | 52.0841 | Leading the Way | Headroom (MW) | N/A | 7.22 | 7.13 | 7.06 | 6.98 | 6.76 | 6.6 | 6.38 | 6.18 | 6.02 | 5.84 | 5.68 | 5.52 | 5.35 | 5.18 | 4.98 | 3.77 | 2.29 | 0.44
Swansea North 132 kV | Rhos 33kV | Cardigan | Primary | 11 | -4.6516 | 52.0841 | Steady Progression | Headroom (MW) | N/A | 7.22 | 7.16 | 7.13 | 7.1 | 7.07 | 7.05 | 7.01 | 6.96 | 6.92 | 6.88 | 6.84 | 6.81 | 6.78 | 6.76 | 6.74 | 6.67 | 6.51 | 6.21
Swansea North 132 kV | Rhos 33kV | Cardigan | Primary | 11 | -4.6516 | 52.0841 | System Transformation | Headroom (MW) | N/A | 7.22 | 7.15 | 7.1 | 7.06 | 6.97 | 6.91 | 6.8 | 6.69 | 6.62 | 6.53 | 6.45 | 6.38 | 6.32 | 6.27 | 6.22 | 5.89 | 5.25 | 4.6
Swansea North 132 kV | Rhos 33kV | Cardigan | Primary | 11 | -4.6516 | 52.0841 | WPD Best View | Headroom (MW) | N/A | 7.22 | 7.16 | 7.12 | 7.08 | 7.03 | 7 | 6.94 | 6.87 | 6.82 | 6.76 | 6.71 | 6.67 | 6.63 | 6.59 | 6.55 | 6.36 | 6.06 | 5.61
Swansea North 132 kV | Rhos 33kV | Newcastle Emlyn South | Primary | 11 | -4.4714 | 52.0362 | Consumer Transformation | Headroom (MW) | Thermal | 6.49 | 6.36 | 6.29 | 6.2 | 6.01 | 5.81 | 5.34 | 4.33 | 3.44 | 2.51 | 1.64 | 0.71 | -0.25 | -1.14 | -2.18 | -5.9 | -9.72 | -13.92
Swansea North 132 kV | Rhos 33kV | Newcastle Emlyn South | Primary | 11 | -4.4714 | 52.0362 | Leading the Way | Headroom (MW) | Thermal | 6.49 | 6.36 | 6.28 | 6.19 | 5.99 | 5.79 | 5.28 | 4.84 | 4.48 | 4.02 | 3.74 | 3.47 | 2.72 | 1.99 | 1.22 | -2.43 | -6.41 | -9.44
Swansea North 132 kV | Rhos 33kV | Newcastle Emlyn South | Primary | 11 | -4.4714 | 52.0362 | Steady Progression | Headroom (MW) | N/A | 6.49 | 6.39 | 6.36 | 6.34 | 6.31 | 6.26 | 6.22 | 6.1 | 5.94 | 5.52 | 5.33 | 5.11 | 4.67 | 4.27 | 3.77 | 3.1 | 2.33 | 1.41
Swansea North 132 kV | Rhos 33kV | Newcastle Emlyn South | Primary | 11 | -4.4714 | 52.0362 | System Transformation | Headroom (MW) | Thermal | 6.49 | 6.38 | 6.33 | 6.28 | 6.2 | 6.11 | 6.01 | 5.63 | 4.94 | 4.34 | 3.66 | 2.93 | 2.18 | 1.54 | 0.77 | -0.94 | -2.98 | -5.34
Swansea North 132 kV | Rhos 33kV | Newcastle Emlyn South | Primary | 11 | -4.4714 | 52.0362 | WPD Best View | Headroom (MW) | N/A | 6.49 | 6.39 | 6.36 | 6.33 | 6.29 | 6.25 | 6.19 | 6.06 | 5.88 | 5.45 | 5.26 | 5.03 | 4.59 | 4.18 | 3.66 | 2.94 | 2.09 | 1.11
Swansea North 132 kV | Rhos 33kV | Rhos Primary | Primary | 11 | -4.3619 | 52.0061 | Consumer Transformation | Headroom (MW) | Thermal | 13.66 | 13.59 | 13.52 | 13.44 | 13.26 | 12.97 | 11.6 | 7.22 | 2.99 | -1.6 | -6.43 | -11.77 | -17.33 | -22.35 | -28.48 | -41.41 | -57.01 | -74.66
Swansea North 132 kV | Rhos 33kV | Rhos Primary | Primary | 11 | -4.3619 | 52.0061 | Leading the Way | Headroom (MW) | Thermal | 13.66 | 13.58 | 13.52 | 13.43 | 13.24 | 12.89 | 11.37 | 10.05 | 9.01 | 7.53 | 6.76 | 6.02 | 1.81 | -2.14 | -6.32 | -19.34 | -36.69 | -44.49
Swansea North 132 kV | Rhos 33kV | Rhos Primary | Primary | 11 | -4.3619 | 52.0061 | Steady Progression | Headroom (MW) | Thermal | 13.66 | 13.62 | 13.59 | 13.56 | 13.53 | 13.37 | 13.23 | 12.57 | 11.74 | 9.85 | 8.82 | 7.56 | 4.7 | 2.04 | -1.42 | -5.93 | -10.86 | -15.95
Swansea North 132 kV | Rhos 33kV | Rhos Primary | Primary | 11 | -4.3619 | 52.0061 | System Transformation | Headroom (MW) | Thermal | 13.66 | 13.61 | 13.56 | 13.52 | 13.44 | 13.33 | 13.22 | 11.1 | 7.45 | 3.97 | -0.25 | -5 | -9.95 | -14.23 | -19.51 | -27.57 | -37.82 | -50.19
Swansea North 132 kV | Rhos 33kV | Rhos Primary | Primary | 11 | -4.3619 | 52.0061 | WPD Best View | Headroom (MW) | Thermal | 13.66 | 13.62 | 13.59 | 13.56 | 13.53 | 13.37 | 13.22 | 12.54 | 11.7 | 9.81 | 8.78 | 7.51 | 4.65 | 1.98 | -1.48 | -6.21 | -11.17 | -16.29
Swansea North 132 kV | Swansea North 33kV | Clase | Primary | 11 | -3.9449 | 51.6663 | Consumer Transformation | Headroom (MW) | Thermal | 2.26 | 2.25 | 2.24 | 2.23 | 2.14 | 2.03 | 1.93 | 1.84 | 1.76 | 1.68 | 1.6 | 1.51 | 1.43 | 1.35 | 1.27 | 0.8 | 0.16 | -0.55
Swansea North 132 kV | Swansea North 33kV | Clase | Primary | 11 | -3.9449 | 51.6663 | Leading the Way | Headroom (MW) | Thermal | 2.26 | 2.25 | 2.24 | 2.23 | 2.13 | 2 | 1.9 | 1.84 | 1.78 | 1.7 | 1.61 | 1.53 | 1.45 | 1.38 | 1.3 | 0.76 | 0.07 | -0.84
Swansea North 132 kV | Swansea North 33kV | Clase | Primary | 11 | -3.9449 | 51.6663 | Steady Progression | Headroom (MW) | N/A | 2.26 | 2.25 | 2.24 | 2.24 | 2.23 | 2.23 | 2.22 | 2.22 | 2.22 | 2.21 | 2.2 | 2.19 | 2.18 | 2.17 | 2.17 | 2.12 | 2.04 | 1.88
Swansea North 132 kV | Swansea North 33kV | Clase | Primary | 11 | -3.9449 | 51.6663 | System Transformation | Headroom (MW) | N/A | 2.26 | 2.25 | 2.24 | 2.24 | 2.23 | 2.22 | 2.16 | 2.13 | 2.09 | 2.05 | 2 | 1.95 | 1.91 | 1.87 | 1.84 | 1.7 | 1.39 | 1.07
Swansea North 132 kV | Swansea North 33kV | Clase | Primary | 11 | -3.9449 | 51.6663 | WPD Best View | Headroom (MW) | Thermal | 2.26 | 2.25 | 2.24 | 2.23 | 2.13 | 2 | 1.9 | 1.84 | 1.78 | 1.7 | 1.61 | 1.53 | 1.45 | 1.38 | 1.3 | 0.76 | 0.07 | -0.84
Swansea North 132 kV | Swansea North 33kV | Garngoch | Primary | 11 | -4.0187 | 51.6625 | Consumer Transformation | Headroom (MW) | N/A | 15.37 | 15.23 | 15.12 | 15 | 14.81 | 14.62 | 14.46 | 14.29 | 14.11 | 13.92 | 13.75 | 13.58 | 13.42 | 13.26 | 13.11 | 12.31 | 11.56 | 10.8
Swansea North 132 kV | Swansea North 33kV | Garngoch | Primary | 11 | -4.0187 | 51.6625 | Leading the Way | Headroom (MW) | N/A | 15.37 | 15.22 | 15.11 | 14.99 | 14.8 | 14.6 | 14.43 | 14.25 | 14.07 | 13.86 | 13.69 | 13.53 | 13.38 | 13.23 | 13.09 | 12.34 | 11.55 | 10.7
Swansea North 132 kV | Swansea North 33kV | Garngoch | Primary | 11 | -4.0187 | 51.6625 | Steady Progression | Headroom (MW) | N/A | 15.37 | 15.24 | 15.16 | 15.09 | 15.01 | 14.93 | 14.84 | 14.75 | 14.66 | 14.57 | 14.48 | 14.4 | 14.31 | 14.23 | 14.15 | 13.77 | 13.4 | 13.01
Swansea North 132 kV | Swansea North 33kV | Garngoch | Primary | 11 | -4.0187 | 51.6625 | System Transformation | Headroom (MW) | N/A | 15.37 | 15.24 | 15.15 | 15.05 | 14.93 | 14.81 | 14.69 | 14.56 | 14.43 | 14.29 | 14.16 | 14.04 | 13.92 | 13.8 | 13.69 | 13.2 | 12.68 | 12.17
Swansea North 132 kV | Swansea North 33kV | Garngoch | Primary | 11 | -4.0187 | 51.6625 | WPD Best View | Headroom (MW) | N/A | 15.37 | 15.22 | 15.11 | 14.99 | 14.8 | 14.6 | 14.43 | 14.25 | 14.07 | 13.86 | 13.69 | 13.53 | 13.38 | 13.23 | 13.09 | 12.34 | 11.55 | 10.7
Swansea North 132 kV | Swansea North 33kV | Lime Street Gorseinon | Primary | 11 | -4.0379 | 51.6686 | Consumer Transformation | Headroom (MW) | Thermal | 9.51 | 9.26 | 9.06 | 8.8 | 8.24 | 7.7 | 7.12 | 6.12 | 5.09 | 4.01 | 2.82 | 1.56 | 0.26 | -0.95 | -2.36 | -7.22 | -13.41 | -20.5
Swansea North 132 kV | Swansea North 33kV | Lime Street Gorseinon | Primary | 11 | -4.0379 | 51.6686 | Leading the Way | Headroom (MW) | Thermal | 9.51 | 9.25 | 9.04 | 8.76 | 8.19 | 7.61 | 6.99 | 6.41 | 5.87 | 5.3 | 4.78 | 4.27 | 3.13 | 2.01 | 0.82 | -4.69 | -11.66 | -18.48
Swansea North 132 kV | Swansea North 33kV | Lime Street Gorseinon | Primary | 11 | -4.0379 | 51.6686 | Steady Progression | Headroom (MW) | N/A | 9.51 | 9.38 | 9.34 | 9.3 | 9.27 | 9.13 | 9 | 8.76 | 8.53 | 8.2 | 7.96 | 7.69 | 7.15 | 6.65 | 6.02 | 5.32 | 4.05 | 2.23
Swansea North 132 kV | Swansea North 33kV | Lime Street Gorseinon | Primary | 11 | -4.0379 | 51.6686 | System Transformation | Headroom (MW) | Thermal | 9.51 | 9.34 | 9.24 | 9.11 | 8.92 | 8.7 | 8.46 | 7.86 | 7.09 | 6.31 | 5.38 | 4.39 | 3.38 | 2.5 | 1.47 | -0.61 | -4.03 | -7.92
Swansea North 132 kV | Swansea North 33kV | Lime Street Gorseinon | Primary | 11 | -4.0379 | 51.6686 | WPD Best View | Headroom (MW) | Thermal | 9.51 | 9.25 | 9.04 | 8.76 | 8.19 | 7.61 | 6.99 | 6.41 | 5.87 | 5.3 | 4.78 | 4.27 | 3.13 | 2.01 | 0.82 | -4.69 | -11.66 | -18.48
Swansea North 132 kV | Swansea North 33kV | Llanrhidian | Primary | 11 | -4.1762 | 51.607 | Consumer Transformation | Headroom (MW) | N/A | 4.26 | 4.16 | 4.11 | 4.05 | 3.9 | 3.76 | 3.62 | 3.49 | 3.37 | 3.24 | 3.13 | 3.02 | 2.91 | 2.8 | 2.69 | 1.9 | 1.01 | 0.03
Swansea North 132 kV | Swansea North 33kV | Llanrhidian | Primary | 11 | -4.1762 | 51.607 | Leading the Way | Headroom (MW) | Thermal | 4.26 | 4.16 | 4.11 | 4.05 | 3.89 | 3.75 | 3.6 | 3.47 | 3.34 | 3.2 | 3.08 | 2.97 | 2.85 | 2.72 | 2.59 | 1.77 | 0.81 | -0.41
Swansea North 132 kV | Swansea North 33kV | Llanrhidian | Primary | 11 | -4.1762 | 51.607 | Steady Progression | Headroom (MW) | N/A | 4.26 | 4.18 | 4.15 | 4.13 | 4.11 | 4.07 | 4.04 | 4 | 3.97 | 3.94 | 3.91 | 3.88 | 3.86 | 3.84 | 3.82 | 3.8 | 3.68 | 3.47
Swansea North 132 kV | Swansea North 33kV | Llanrhidian | Primary | 11 | -4.1762 | 51.607 | System Transformation | Headroom (MW) | N/A | 4.26 | 4.17 | 4.14 | 4.1 | 4.04 | 3.98 | 3.9 | 3.83 | 3.76 | 3.69 | 3.63 | 3.58 | 3.53 | 3.49 | 3.45 | 3.22 | 2.79 | 2.37
Swansea North 132 kV | Swansea North 33kV | Llanrhidian | Primary | 11 | -4.1762 | 51.607 | WPD Best View | Headroom (MW) | Thermal | 4.26 | 4.16 | 4.11 | 4.05 | 3.89 | 3.75 | 3.6 | 3.47 | 3.34 | 3.2 | 3.08 | 2.97 | 2.85 | 2.72 | 2.59 | 1.77 | 0.81 | -0.41
Swansea North 132 kV | Swansea North 33kV | Swansea North Local | Primary | 11 | -3.964 | 51.6842 | Consumer Transformation | Headroom (MW) | N/A | 14 | 14 | 14 | 14 | 14 | 14 | 14 | 14 | 14 | 14 | 14 | 14 | 14 | 14 | 14 | 14 | 14 | 14
Swansea North 132 kV | Swansea North 33kV | Swansea North Local | Primary | 11 | -3.964 | 51.6842 | Leading the Way | Headroom (MW) | N/A | 14 | 14 | 14 | 14 | 14 | 14 | 14 | 14 | 14 | 14 | 14 | 14 | 14 | 14 | 14 | 14 | 14 | 14
Swansea North 132 kV | Swansea North 33kV | Swansea North Local | Primary | 11 | -3.964 | 51.6842 | Steady Progression | Headroom (MW) | N/A | 14 | 14 | 14 | 14 | 14 | 14 | 14 | 14 | 14 | 14 | 14 | 14 | 14 | 14 | 14 | 14 | 14 | 14
Swansea North 132 kV | Swansea North 33kV | Swansea North Local | Primary | 11 | -3.964 | 51.6842 | System Transformation | Headroom (MW) | N/A | 14 | 14 | 14 | 14 | 14 | 14 | 14 | 14 | 14 | 14 | 14 | 14 | 14 | 14 | 14 | 14 | 14 | 14
Swansea North 132 kV | Swansea North 33kV | Swansea North Local | Primary | 11 | -3.964 | 51.6842 | WPD Best View | Headroom (MW) | N/A | 14 | 14 | 14 | 14 | 14 | 14 | 14 | 14 | 14 | 14 | 14 | 14 | 14 | 14 | 14 | 14 | 14 | 14
Swansea North 132 kV | Swansea West 33kV | Bishopston | Primary | 11 | -4.0472 | 51.5872 | Consumer Transformation | Headroom (MW) | Thermal | 4.32 | 4.26 | 4.19 | 4.11 | 3.95 | 3.81 | 3.68 | 3.55 | 3.43 | 3.33 | 3.21 | 3.11 | 3 | 2.89 | 2.77 | 1.94 | 0.86 | -0.34
Swansea North 132 kV | Swansea West 33kV | Bishopston | Primary | 11 | -4.0472 | 51.5872 | Leading the Way | Headroom (MW) | Thermal | 4.32 | 4.25 | 4.18 | 4.1 | 3.94 | 3.79 | 3.66 | 3.53 | 3.42 | 3.32 | 3.2 | 3.08 | 2.96 | 2.82 | 2.67 | 1.72 | 0.52 | -1.07
Swansea North 132 kV | Swansea West 33kV | Bishopston | Primary | 11 | -4.0472 | 51.5872 | Steady Progression | Headroom (MW) | N/A | 4.32 | 4.29 | 4.27 | 4.25 | 4.24 | 4.21 | 4.18 | 4.16 | 4.13 | 4.11 | 4.08 | 4.06 | 4.05 | 4.04 | 4.03 | 4.06 | 3.96 | 3.72
Swansea North 132 kV | Swansea West 33kV | Bishopston | Primary | 11 | -4.0472 | 51.5872 | System Transformation | Headroom (MW) | N/A | 4.32 | 4.28 | 4.24 | 4.2 | 4.14 | 4.08 | 4.01 | 3.94 | 3.88 | 3.83 | 3.77 | 3.73 | 3.69 | 3.65 | 3.62 | 3.41 | 2.91 | 2.42
Swansea North 132 kV | Swansea West 33kV | Bishopston | Primary | 11 | -4.0472 | 51.5872 | WPD Best View | Headroom (MW) | Thermal | 4.32 | 4.25 | 4.18 | 4.1 | 3.94 | 3.79 | 3.66 | 3.53 | 3.42 | 3.32 | 3.2 | 3.08 | 2.96 | 2.82 | 2.67 | 1.72 | 0.52 | -1.07
Swansea North 132 kV | Swansea West 33kV | Ravenhill | Primary | 11 | -3.9723 | 51.6458 | Consumer Transformation | Headroom (MW) | Thermal | 15.06 | 14.97 | 14.91 | 14.77 | 14.25 | 13.76 | 13.3 | 12.84 | 12.4 | 11.98 | 11.59 | 11.22 | 10.85 | 10.46 | 10.06 | 7.22 | 3.47 | -0.65
Swansea North 132 kV | Swansea West 33kV | Ravenhill | Primary | 11 | -3.9723 | 51.6458 | Leading the Way | Headroom (MW) | Thermal | 15.06 | 14.97 | 14.9 | 14.75 | 14.2 | 13.69 | 13.21 | 12.75 | 12.3 | 11.86 | 11.44 | 11.05 | 10.64 | 10.21 | 9.72 | 6.54 | 2.43 | -2.93
Swansea North 132 kV | Swansea West 33kV | Ravenhill | Primary | 11 | -3.9723 | 51.6458 | Steady Progression | Headroom (MW) | N/A | 15.06 | 15 | 14.96 | 14.92 | 14.89 | 14.84 | 14.8 | 14.75 | 14.7 | 14.63 | 14.55 | 14.47 | 14.4 | 14.34 | 14.29 | 14.16 | 13.65 | 12.87
Swansea North 132 kV | Swansea West 33kV | Ravenhill | Primary | 11 | -3.9723 | 51.6458 | System Transformation | Headroom (MW) | N/A | 15.06 | 14.99 | 14.94 | 14.88 | 14.83 | 14.61 | 14.37 | 14.12 | 13.89 | 13.67 | 13.47 | 13.3 | 13.15 | 13.01 | 12.89 | 12.15 | 10.4 | 8.66
Swansea North 132 kV | Swansea West 33kV | Ravenhill | Primary | 11 | -3.9723 | 51.6458 | WPD Best View | Headroom (MW) | Thermal | 15.06 | 14.97 | 14.9 | 14.75 | 14.2 | 13.69 | 13.21 | 12.75 | 12.3 | 11.86 | 11.44 | 11.05 | 10.64 | 10.21 | 9.72 | 6.54 | 2.43 | -2.93
Swansea North 132 kV | Swansea West 33kV | Sketty Park | Primary | 11 | -3.9931 | 51.616 | Consumer Transformation | Headroom (MW) | Thermal | 8.46 | 8.27 | 8.09 | 7.88 | 7.45 | 7.08 | 6.73 | 6.39 | 6.07 | 5.79 | 5.51 | 5.23 | 4.94 | 4.64 | 4.32 | 2.11 | -0.86 | -4.15
Swansea North 132 kV | Swansea West 33kV | Sketty Park | Primary | 11 | -3.9931 | 51.616 | Leading the Way | Headroom (MW) | Thermal | 8.46 | 8.26 | 8.07 | 7.85 | 7.41 | 7.03 | 6.67 | 6.34 | 6.04 | 5.77 | 5.45 | 5.14 | 4.81 | 4.46 | 4.07 | 1.49 | -1.79 | -6.15
Swansea North 132 kV | Swansea West 33kV | Sketty Park | Primary | 11 | -3.9931 | 51.616 | Steady Progression | Headroom (MW) | N/A | 8.46 | 8.36 | 8.3 | 8.24 | 8.19 | 8.12 | 8.04 | 7.97 | 7.9 | 7.83 | 7.77 | 7.72 | 7.68 | 7.65 | 7.63 | 7.66 | 7.23 | 6.56
Swansea North 132 kV | Swansea West 33kV | Sketty Park | Primary | 11 | -3.9931 | 51.616 | System Transformation | Headroom (MW) | N/A | 8.46 | 8.32 | 8.22 | 8.1 | 7.94 | 7.77 | 7.59 | 7.41 | 7.24 | 7.09 | 6.95 | 6.81 | 6.7 | 6.61 | 6.51 | 5.91 | 4.53 | 3.17
Swansea North 132 kV | Swansea West 33kV | Sketty Park | Primary | 11 | -3.9931 | 51.616 | WPD Best View | Headroom (MW) | Thermal | 8.46 | 8.26 | 8.07 | 7.85 | 7.41 | 7.03 | 6.67 | 6.34 | 6.04 | 5.77 | 5.45 | 5.14 | 4.81 | 4.46 | 4.07 | 1.49 | -1.79 | -6.15
Swansea North 132 kV | Swansea West 33kV | Swansea Trading Estate | Primary | 11 | -3.9891 | 51.6463 | Consumer Transformation | Headroom (MW) | N/A | 25.32 | 25.25 | 25.2 | 25.15 | 25.04 | 24.93 | 24.82 | 24.71 | 24.6 | 24.49 | 24.4 | 24.31 | 24.22 | 24.13 | 24.04 | 23.44 | 22.85 | 22.24
Swansea North 132 kV | Swansea West 33kV | Swansea Trading Estate | Primary | 11 | -3.9891 | 51.6463 | Leading the Way | Headroom (MW) | N/A | 25.32 | 25.25 | 25.2 | 25.14 | 25.04 | 24.92 | 24.8 | 24.67 | 24.55 | 24.43 | 24.33 | 24.24 | 24.14 | 24.05 | 23.94 | 23.37 | 22.76 | 22.03
Swansea North 132 kV | Swansea West 33kV | Swansea Trading Estate | Primary | 11 | -3.9891 | 51.6463 | Steady Progression | Headroom (MW) | N/A | 25.32 | 25.26 | 25.22 | 25.18 | 25.14 | 25.09 | 25.05 | 25 | 24.95 | 24.9 | 24.85 | 24.81 | 24.78 | 24.74 | 24.7 | 24.53 | 24.36 | 24.15
Swansea North 132 kV | Swansea West 33kV | Swansea Trading Estate | Primary | 11 | -3.9891 | 51.6463 | System Transformation | Headroom (MW) | N/A | 25.32 | 25.26 | 25.21 | 25.17 | 25.11 | 25.04 | 24.97 | 24.89 | 24.82 | 24.75 | 24.69 | 24.63 | 24.57 | 24.52 | 24.47 | 24.2 | 23.87 | 23.54
Swansea North 132 kV | Swansea West 33kV | Swansea Trading Estate | Primary | 11 | -3.9891 | 51.6463 | WPD Best View | Headroom (MW) | N/A | 25.32 | 25.25 | 25.2 | 25.14 | 25.04 | 24.92 | 24.8 | 24.67 | 24.55 | 24.43 | 24.33 | 24.24 | 24.14 | 24.05 | 23.94 | 23.37 | 22.76 | 22.03
Swansea North 132 kV | Swansea West 33kV | Uplands Swansea | Primary | 11 | -3.9653 | 51.6179 | Consumer Transformation | Headroom (MW) | Thermal | 13.17 | 13.07 | 13 | 12.91 | 12.55 | 12 | 11.49 | 10.99 | 10.51 | 10.04 | 9.59 | 9.16 | 8.74 | 8.3 | 7.84 | 4.71 | 0.59 | -3.94
Swansea North 132 kV | Swansea West 33kV | Uplands Swansea | Primary | 11 | -3.9653 | 51.6179 | Leading the Way | Headroom (MW) | Thermal | 13.17 | 13.06 | 12.99 | 12.88 | 12.49 | 11.93 | 11.4 | 10.9 | 10.42 | 9.94 | 9.47 | 9.02 | 8.55 | 8.05 | 7.5 | 3.97 | -0.54 | -6.46
Swansea North 132 kV | Swansea West 33kV | Uplands Swansea | Primary | 11 | -3.9653 | 51.6179 | Steady Progression | Headroom (MW) | N/A | 13.17 | 13.1 | 13.06 | 13.02 | 12.97 | 12.93 | 12.88 | 12.83 | 12.78 | 12.73 | 12.69 | 12.64 | 12.6 | 12.55 | 12.5 | 12.27 | 11.88 | 11.07
Swansea North 132 kV | Swansea West 33kV | Uplands Swansea | Primary | 11 | -3.9653 | 51.6179 | System Transformation | Headroom (MW) | N/A | 13.17 | 13.08 | 13.03 | 12.97 | 12.9 | 12.83 | 12.72 | 12.46 | 12.22 | 11.98 | 11.76 | 11.57 | 11.4 | 11.26 | 11.12 | 10.31 | 8.44 | 6.58
Swansea North 132 kV | Swansea West 33kV | Uplands Swansea | Primary | 11 | -3.9653 | 51.6179 | WPD Best View | Headroom (MW) | Thermal | 13.17 | 13.06 | 12.99 | 12.88 | 12.49 | 11.93 | 11.4 | 10.9 | 10.42 | 9.94 | 9.47 | 9.02 | 8.55 | 8.05 | 7.5 | 3.97 | -0.54 | -6.46
Swansea North 132 kV | Swansea West 33kV | West Cross | Primary | 11 | -4.0017 | 51.588 | Consumer Transformation | Headroom (MW) | Thermal | 9.46 | 9.37 | 9.3 | 9.14 | 8.69 | 8.31 | 7.94 | 7.59 | 7.26 | 6.94 | 6.62 | 6.31 | 6 | 5.68 | 5.34 | 3.04 | 0.07 | -3.2
Swansea North 132 kV | Swansea West 33kV | West Cross | Primary | 11 | -4.0017 | 51.588 | Leading the Way | Headroom (MW) | Thermal | 9.46 | 9.37 | 9.29 | 9.11 | 8.65 | 8.26 | 7.88 | 7.53 | 7.2 | 6.89 | 6.54 | 6.2 | 5.86 | 5.48 | 5.08 | 2.45 | -0.82 | -5.11
Swansea North 132 kV | Swansea West 33kV | West Cross | Primary | 11 | -4.0017 | 51.588 | Steady Progression | Headroom (MW) | N/A | 9.46 | 9.4 | 9.36 | 9.32 | 9.28 | 9.24 | 9.2 | 9.16 | 9.12 | 9.08 | 9.03 | 8.98 | 8.94 | 8.91 | 8.89 | 8.71 | 8.25 | 7.61
Swansea North 132 kV | Swansea West 33kV | West Cross | Primary | 11 | -4.0017 | 51.588 | System Transformation | Headroom (MW) | N/A | 9.46 | 9.39 | 9.33 | 9.27 | 9.19 | 9.02 | 8.83 | 8.65 | 8.48 | 8.32 | 8.16 | 8.03 | 7.9 | 7.79 | 7.68 | 7.04 | 5.66 | 4.3
Swansea North 132 kV | Swansea West 33kV | West Cross | Primary | 11 | -4.0017 | 51.588 | WPD Best View | Headroom (MW) | Thermal | 9.46 | 9.37 | 9.29 | 9.11 | 8.65 | 8.26 | 7.88 | 7.53 | 7.2 | 6.89 | 6.54 | 6.2 | 5.86 | 5.48 | 5.08 | 2.45 | -0.82 | -5.11
Swansea North 132 kV | Tir John 33kV | Gethin Street Swansea | Primary | 11 | -3.9496 | 51.6176 | Consumer Transformation | Headroom (MW) | N/A | 13.74 | 13.68 | 13.65 | 13.61 | 13.56 | 13.55 | 13.59 | 13.39 | 13.19 | 13 | 12.81 | 12.63 | 12.46 | 12.28 | 12.11 | 10.92 | 9.45 | 7.88
Swansea North 132 kV | Tir John 33kV | Gethin Street Swansea | Primary | 11 | -3.9496 | 51.6176 | Leading the Way | Headroom (MW) | N/A | 13.74 | 13.68 | 13.65 | 13.6 | 13.55 | 13.55 | 13.65 | 13.45 | 13.24 | 13.03 | 12.83 | 12.65 | 12.46 | 12.27 | 12.07 | 10.77 | 9.19 | 7.26
Swansea North 132 kV | Tir John 33kV | Gethin Street Swansea | Primary | 11 | -3.9496 | 51.6176 | Steady Progression | Headroom (MW) | N/A | 13.74 | 13.69 | 13.66 | 13.63 | 13.61 | 13.61 | 13.64 | 13.63 | 13.61 | 13.59 | 13.58 | 13.57 | 13.55 | 13.54 | 13.52 | 13.44 | 13.26 | 13.05
Swansea North 132 kV | Tir John 33kV | Gethin Street Swansea | Primary | 11 | -3.9496 | 51.6176 | System Transformation | Headroom (MW) | N/A | 13.74 | 13.68 | 13.66 | 13.62 | 13.59 | 13.59 | 13.67 | 13.64 | 13.61 | 13.58 | 13.56 | 13.54 | 13.5 | 13.43 | 13.37 | 13.03 | 12.3 | 11.56
Swansea North 132 kV | Tir John 33kV | Gethin Street Swansea | Primary | 11 | -3.9496 | 51.6176 | WPD Best View | Headroom (MW) | N/A | 13.74 | 13.68 | 13.65 | 13.6 | 13.55 | 13.55 | 13.65 | 13.45 | 13.24 | 13.03 | 12.83 | 12.65 | 12.46 | 12.27 | 12.07 | 10.77 | 9.19 | 7.26
Swansea North 132 kV | Tir John 33kV | Jersey Marine | Primary | 11 | -3.8725 | 51.6239 | Consumer Transformation | Headroom (MW) | N/A | 8.94 | 8.91 | 8.89 | 8.87 | 8.84 | 8.82 | 8.8 | 8.78 | 8.76 | 8.74 | 8.72 | 8.7 | 8.68 | 8.66 | 8.64 | 8.54 | 8.44 | 8.26
Swansea North 132 kV | Tir John 33kV | Jersey Marine | Primary | 11 | -3.8725 | 51.6239 | Leading the Way | Headroom (MW) | N/A | 8.94 | 8.91 | 8.89 | 8.87 | 8.84 | 8.82 | 8.8 | 8.77 | 8.75 | 8.73 | 8.71 | 8.69 | 8.67 | 8.65 | 8.63 | 8.52 | 8.42 | 8.2
Swansea North 132 kV | Tir John 33kV | Jersey Marine | Primary | 11 | -3.8725 | 51.6239 | Steady Progression | Headroom (MW) | N/A | 8.94 | 8.91 | 8.89 | 8.87 | 8.85 | 8.83 | 8.81 | 8.79 | 8.77 | 8.75 | 8.74 | 8.72 | 8.7 | 8.68 | 8.67 | 8.59 | 8.51 | 8.43
Swansea North 132 kV | Tir John 33kV | Jersey Marine | Primary | 11 | -3.8725 | 51.6239 | System Transformation | Headroom (MW) | N/A | 8.94 | 8.91 | 8.89 | 8.87 | 8.85 | 8.83 | 8.81 | 8.79 | 8.77 | 8.75 | 8.73 | 8.71 | 8.7 | 8.68 | 8.66 | 8.58 | 8.49 | 8.42
Swansea North 132 kV | Tir John 33kV | Jersey Marine | Primary | 11 | -3.8725 | 51.6239 | WPD Best View | Headroom (MW) | N/A | 8.94 | 8.91 | 8.89 | 8.87 | 8.85 | 8.83 | 8.81 | 8.79 | 8.77 | 8.75 | 8.74 | 8.72 | 8.7 | 8.68 | 8.67 | 8.59 | 8.51 | 8.43
Swansea North 132 kV | Tir John 33kV | Llandarcy | Primary | 11 | -3.8512 | 51.6497 | Consumer Transformation | Headroom (MW) | N/A | 25.53 | 25.47 | 25.45 | 25.32 | 25.04 | 24.69 | 24.32 | 23.92 | 23.5 | 23.08 | 22.67 | 22.23 | 21.77 | 21.27 | 20.75 | 18.45 | 16.2 | 13.81
Swansea North 132 kV | Tir John 33kV | Llandarcy | Primary | 11 | -3.8512 | 51.6497 | Leading the Way | Headroom (MW) | N/A | 25.53 | 25.47 | 25.45 | 25.3 | 25.04 | 24.65 | 24.25 | 23.81 | 23.36 | 22.86 | 22.4 | 21.91 | 21.39 | 20.85 | 20.28 | 18.15 | 15.77 | 12.72
Swansea North 132 kV | Tir John 33kV | Llandarcy | Primary | 11 | -3.8512 | 51.6497 | Steady Progression | Headroom (MW) | N/A | 25.53 | 25.48 | 25.48 | 25.45 | 25.48 | 25.46 | 25.43 | 25.38 | 25.31 | 25.21 | 25.13 | 25.05 | 24.96 | 24.86 | 24.76 | 24.45 | 24.17 | 23.63
Swansea North 132 kV | Tir John 33kV | Llandarcy | Primary | 11 | -3.8512 | 51.6497 | System Transformation | Headroom (MW) | N/A | 25.53 | 25.48 | 25.47 | 25.44 | 25.42 | 25.25 | 25.04 | 24.83 | 24.59 | 24.35 | 24.12 | 23.87 | 23.61 | 23.34 | 23.06 | 22.19 | 21.09 | 20.02
Swansea North 132 kV | Tir John 33kV | Llandarcy | Primary | 11 | -3.8512 | 51.6497 | WPD Best View | Headroom (MW) | N/A | 25.53 | 25.48 | 25.48 | 25.45 | 25.48 | 25.46 | 25.43 | 25.38 | 25.3 | 25.21 | 25.13 | 25.04 | 24.96 | 24.86 | 24.75 | 24.44 | 24.15 | 23.61
Swansea North 132 kV | Tir John 33kV | Strand Swansea | Primary | 11 | -3.9407 | 51.6222 | Consumer Transformation | Headroom (MW) | N/A | 12.69 | 12.59 | 12.52 | 12.44 | 12.35 | 12.07 | 11.69 | 11.31 | 10.94 | 10.59 | 10.27 | 9.96 | 9.66 | 9.33 | 9 | 6.74 | 3.97 | 0.89
Swansea North 132 kV | Tir John 33kV | Strand Swansea | Primary | 11 | -3.9407 | 51.6222 | Leading the Way | Headroom (MW) | Thermal | 12.69 | 12.59 | 12.51 | 12.43 | 12.32 | 12.02 | 11.62 | 11.24 | 10.86 | 10.49 | 10.15 | 9.82 | 9.49 | 9.13 | 8.74 | 6.31 | 3.56 | -0.16
Swansea North 132 kV | Tir John 33kV | Strand Swansea | Primary | 11 | -3.9407 | 51.6222 | Steady Progression | Headroom (MW) | N/A | 12.69 | 12.61 | 12.56 | 12.51 | 12.46 | 12.41 | 12.35 | 12.3 | 12.24 | 12.19 | 12.14 | 12.09 | 12.05 | 12 | 11.95 | 11.76 | 11.49 | 11.15
Swansea North 132 kV | Tir John 33kV | Strand Swansea | Primary | 11 | -3.9407 | 51.6222 | System Transformation | Headroom (MW) | N/A | 12.69 | 12.6 | 12.54 | 12.48 | 12.41 | 12.35 | 12.28 | 12.21 | 12.08 | 11.88 | 11.71 | 11.56 | 11.43 | 11.31 | 11.2 | 10.56 | 9.3 | 7.98
Swansea North 132 kV | Tir John 33kV | Strand Swansea | Primary | 11 | -3.9407 | 51.6222 | WPD Best View | Headroom (MW) | Thermal | 12.69 | 12.59 | 12.51 | 12.43 | 12.32 | 12.02 | 11.62 | 11.24 | 10.86 | 10.49 | 10.15 | 9.82 | 9.49 | 9.13 | 8.74 | 6.31 | 3.56 | -0.16
Swansea North 132 kV | Tir John 33kV | Swansea Waterfront | Primary | 11 | -3.9201 | 51.6211 | Consumer Transformation | Headroom (MW) | N/A | 39.32 | 39.27 | 39.21 | 39.13 | 38.96 | 38.81 | 38.67 | 38.52 | 38.42 | 38.28 | 38.17 | 38.06 | 37.94 | 37.82 | 37.7 | 36.92 | 35.2 | 34.12
Swansea North 132 kV | Tir John 33kV | Swansea Waterfront | Primary | 11 | -3.9201 | 51.6211 | Leading the Way | Headroom (MW) | N/A | 39.32 | 39.26 | 39.2 | 39.12 | 38.95 | 38.79 | 38.64 | 38.49 | 38.41 | 38.26 | 38.13 | 38.01 | 37.89 | 37.77 | 37.63 | 36.78 | 34.98 | 33.61
Swansea North 132 kV | Tir John 33kV | Swansea Waterfront | Primary | 11 | -3.9201 | 51.6211 | Steady Progression | Headroom (MW) | N/A | 39.32 | 39.27 | 39.24 | 39.21 | 39.19 | 39.16 | 39.11 | 39.07 | 39.05 | 39.01 | 38.98 | 38.95 | 38.92 | 38.89 | 38.87 | 38.81 | 38.67 | 38.41
Swansea North 132 kV | Tir John 33kV | Swansea Waterfront | Primary | 11 | -3.9201 | 51.6211 | System Transformation | Headroom (MW) | N/A | 39.32 | 39.27 | 39.24 | 39.19 | 39.12 | 39.04 | 38.95 | 38.87 | 38.82 | 38.74 | 38.68 | 38.62 | 38.57 | 38.52 | 38.47 | 38.23 | 37.38 | 36.89
Swansea North 132 kV | Tir John 33kV | Swansea Waterfront | Primary | 11 | -3.9201 | 51.6211 | WPD Best View | Headroom (MW) | N/A | 39.32 | 39.26 | 39.2 | 39.12 | 38.95 | 38.79 | 38.65 | 38.51 | 38.43 | 38.28 | 38.16 | 38.04 | 37.92 | 37.8 | 37.67 | 36.83 | 35.04 | 33.68
Swansea North 132 kV | Tir John 33kV | Tir John Primary | Primary | 6.6 | -3.8974 | 51.6252 | Consumer Transformation | Headroom (MW) | N/A | 3.69 | 3.67 | 3.66 | 3.65 | 3.64 | 3.63 | 3.62 | 3.62 | 3.61 | 3.6 | 3.59 | 3.58 | 3.57 | 3.56 | 3.55 | 2.88 | 2.84 | 2.81
Swansea North 132 kV | Tir John 33kV | Tir John Primary | Primary | 6.6 | -3.8974 | 51.6252 | Leading the Way | Headroom (MW) | N/A | 3.69 | 3.67 | 3.66 | 3.65 | 3.64 | 3.63 | 3.62 | 3.61 | 3.6 | 3.59 | 3.58 | 1.38 | 1.37 | 1.36 | 1.35 | 0.69 | 0.65 | 0.61
Swansea North 132 kV | Tir John 33kV | Tir John Primary | Primary | 6.6 | -3.8974 | 51.6252 | Steady Progression | Headroom (MW) | N/A | 3.69 | 3.67 | 3.66 | 3.65 | 3.64 | 3.63 | 3.62 | 3.62 | 3.61 | 3.6 | 3.59 | 3.58 | 3.57 | 3.56 | 3.55 | 3.51 | 3.47 | 3.44
Swansea North 132 kV | Tir John 33kV | Tir John Primary | Primary | 6.6 | -3.8974 | 51.6252 | System Transformation | Headroom (MW) | N/A | 3.69 | 3.67 | 3.66 | 3.65 | 3.64 | 3.63 | 3.62 | 3.62 | 3.61 | 3.6 | 3.59 | 3.58 | 3.57 | 3.56 | 3.55 | 3.2 | 3.16 | 3.13
Swansea North 132 kV | Tir John 33kV | Tir John Primary | Primary | 6.6 | -3.8974 | 51.6252 | WPD Best View | Headroom (MW) | N/A | 3.69 | 3.67 | 3.66 | 3.65 | 3.64 | 3.63 | 3.62 | 3.61 | 3.6 | 3.59 | 3.58 | 1.38 | 1.37 | 1.36 | 1.35 | 0.69 | 0.65 | 0.61
Swansea North 132 kV | Tir John 33kV | Upper Bank | Primary | 11 | -3.9279 | 51.6406 | Consumer Transformation | Headroom (MW) | N/A | 11.27 | 11.11 | 10.98 | 10.82 | 10.53 | 10.24 | 9.98 | 9.72 | 9.47 | 9.24 | 9.02 | 8.81 | 8.59 | 8.37 | 8.13 | 6.49 | 4.31 | 1.94
Swansea North 132 kV | Tir John 33kV | Upper Bank | Primary | 11 | -3.9279 | 51.6406 | Leading the Way | Headroom (MW) | N/A | 11.27 | 11.11 | 10.97 | 10.81 | 10.5 | 10.22 | 9.94 | 9.68 | 9.43 | 9.19 | 8.96 | 8.73 | 8.49 | 8.23 | 7.94 | 6.08 | 3.7 | 0.63
Swansea North 132 kV | Tir John 33kV | Upper Bank | Primary | 11 | -3.9279 | 51.6406 | Steady Progression | Headroom (MW) | N/A | 11.27 | 11.17 | 11.11 | 11.04 | 10.98 | 10.91 | 10.83 | 10.75 | 10.67 | 10.59 | 10.52 | 10.46 | 10.4 | 10.35 | 10.31 | 10.15 | 9.86 | 9.32
Swansea North 132 kV | Tir John 33kV | Upper Bank | Primary | 11 | -3.9279 | 51.6406 | System Transformation | Headroom (MW) | N/A | 11.27 | 11.15 | 11.06 | 10.96 | 10.83 | 10.69 | 10.53 | 10.38 | 10.24 | 10.1 | 9.99 | 9.88 | 9.78 | 9.69 | 9.61 | 9.1 | 8.04 | 7
Swansea North 132 kV | Tir John 33kV | Upper Bank | Primary | 11 | -3.9279 | 51.6406 | WPD Best View | Headroom (MW) | N/A | 11.27 | 11.11 | 10.97 | 10.81 | 10.5 | 10.22 | 9.94 | 9.68 | 9.43 | 9.19 | 8.96 | 8.73 | 8.49 | 8.23 | 7.94 | 6.08 | 3.7 | 0.63
Swansea North 132 kV | Travellers Rest 33kV | Abercrave | Primary | 11 | -3.691 | 51.7946 | Consumer Transformation | Headroom (MW) | N/A | 7.9 | 7.85 | 7.81 | 7.77 | 7.69 | 7.61 | 7.54 | 7.47 | 7.4 | 7.33 | 7.27 | 7.21 | 7.15 | 7.09 | 7.02 | 6.6 | 6.06 | 5.46
Swansea North 132 kV | Travellers Rest 33kV | Abercrave | Primary | 11 | -3.691 | 51.7946 | Leading the Way | Headroom (MW) | N/A | 7.9 | 7.85 | 7.81 | 7.77 | 7.68 | 7.6 | 7.53 | 7.45 | 7.38 | 7.31 | 7.25 | 7.18 | 7.12 | 7.05 | 6.98 | 6.51 | 5.92 | 5.16
Swansea North 132 kV | Travellers Rest 33kV | Abercrave | Primary | 11 | -3.691 | 51.7946 | Steady Progression | Headroom (MW) | N/A | 7.9 | 7.86 | 7.84 | 7.83 | 7.81 | 7.78 | 7.76 | 7.74 | 7.72 | 7.69 | 7.67 | 7.65 | 7.63 | 7.62 | 7.6 | 7.55 | 7.48 | 7.34
Swansea North 132 kV | Travellers Rest 33kV | Abercrave | Primary | 11 | -3.691 | 51.7946 | System Transformation | Headroom (MW) | N/A | 7.9 | 7.86 | 7.83 | 7.8 | 7.77 | 7.72 | 7.68 | 7.64 | 7.6 | 7.56 | 7.52 | 7.49 | 7.46 | 7.44 | 7.41 | 7.28 | 7.02 | 6.76
Swansea North 132 kV | Travellers Rest 33kV | Abercrave | Primary | 11 | -3.691 | 51.7946 | WPD Best View | Headroom (MW) | N/A | 7.9 | 7.85 | 7.82 | 7.79 | 7.74 | 7.68 | 7.62 | 7.57 | 7.52 | 7.47 | 7.42 | 7.37 | 7.32 | 7.27 | 7.22 | 6.92 | 6.53 | 6.02
Swansea North 132 kV | Travellers Rest 33kV | Gwaun Cae Gurwen | Primary | 11 | -3.868 | 51.7892 | Consumer Transformation | Headroom (MW) | Thermal | 4.54 | 4.46 | 4.38 | 4.28 | 4.08 | 3.88 | 3.65 | 3.37 | 3.1 | 2.84 | 2.44 | 2.01 | 1.57 | 1.16 | 0.69 | -0.98 | -3.69 | -6.33
Swansea North 132 kV | Travellers Rest 33kV | Gwaun Cae Gurwen | Primary | 11 | -3.868 | 51.7892 | Leading the Way | Headroom (MW) | Thermal | 4.54 | 4.45 | 4.37 | 4.27 | 4.06 | 3.85 | 3.62 | 3.4 | 3.19 | 2.99 | 2.82 | 2.65 | 2.27 | 1.89 | 1.48 | -0.34 | -3.37 | -5.76
Swansea North 132 kV | Travellers Rest 33kV | Gwaun Cae Gurwen | Primary | 11 | -3.868 | 51.7892 | Steady Progression | Headroom (MW) | N/A | 4.54 | 4.5 | 4.47 | 4.44 | 4.41 | 4.37 | 4.32 | 4.27 | 4.21 | 4.12 | 4.03 | 3.93 | 3.73 | 3.56 | 3.34 | 3.06 | 2.6 | 1.95
Swansea North 132 kV | Travellers Rest 33kV | Gwaun Cae Gurwen | Primary | 11 | -3.868 | 51.7892 | System Transformation | Headroom (MW) | Thermal | 4.54 | 4.48 | 4.43 | 4.38 | 4.3 | 4.21 | 4.11 | 3.97 | 3.79 | 3.63 | 3.32 | 2.98 | 2.64 | 2.35 | 2.01 | 1.34 | -0.23 | -1.79
Swansea North 132 kV | Travellers Rest 33kV | Gwaun Cae Gurwen | Primary | 11 | -3.868 | 51.7892 | WPD Best View | Headroom (MW) | N/A | 4.54 | 4.5 | 4.47 | 4.44 | 4.41 | 4.37 | 4.32 | 4.27 | 4.21 | 4.12 | 4.03 | 3.93 | 3.73 | 3.56 | 3.34 | 3.06 | 2.6 | 1.95
Swansea North 132 kV | Travellers Rest 33kV | Pontardawe | Primary | 11 | -3.854 | 51.7182 | Consumer Transformation | Headroom (MW) | Thermal | 9.42 | 9.29 | 9.16 | 9.01 | 8.71 | 8.34 | 7.69 | 6.46 | 5.34 | 4.2 | 3.06 | 1.84 | 0.58 | -0.6 | -1.96 | -6.22 | -11.47 | -17.39
Swansea North 132 kV | Travellers Rest 33kV | Pontardawe | Primary | 11 | -3.854 | 51.7182 | Leading the Way | Headroom (MW) | Thermal | 9.42 | 9.28 | 9.15 | 9 | 8.69 | 8.35 | 7.7 | 7.13 | 6.64 | 6.06 | 5.67 | 5.29 | 4.31 | 3.36 | 2.35 | -1.73 | -7.17 | -11.65
Swansea North 132 kV | Travellers Rest 33kV | Pontardawe | Primary | 11 | -3.854 | 51.7182 | Steady Progression | Headroom (MW) | N/A | 9.42 | 9.34 | 9.3 | 9.25 | 9.21 | 9.14 | 9.07 | 8.92 | 8.72 | 8.26 | 8.02 | 7.74 | 7.21 | 6.71 | 6.09 | 5.26 | 4.2 | 2.9
Swansea North 132 kV | Travellers Rest 33kV | Pontardawe | Primary | 11 | -3.854 | 51.7182 | System Transformation | Headroom (MW) | Thermal | 9.42 | 9.32 | 9.24 | 9.16 | 9.04 | 8.88 | 8.7 | 8.23 | 7.41 | 6.7 | 5.83 | 4.89 | 3.93 | 3.1 | 2.12 | 0.26 | -2.61 | -5.93
Swansea North 132 kV | Travellers Rest 33kV | Pontardawe | Primary | 11 | -3.854 | 51.7182 | WPD Best View | Headroom (MW) | N/A | 9.42 | 9.33 | 9.27 | 9.21 | 9.12 | 9 | 8.84 | 8.61 | 8.35 | 7.83 | 7.53 | 7.2 | 6.61 | 6.05 | 5.35 | 4.06 | 2.49 | 0.59
Swansea North 132 kV | Travellers Rest 33kV | Travellers Rest Primary | Primary | 11 | -3.7555 | 51.7647 | Consumer Transformation | Headroom (MW) | Thermal | 9.29 | 9.14 | 9 | 8.84 | 8.48 | 7.99 | 7.29 | 6.03 | 4.8 | 3.53 | 1.12 | -1.35 | -3.84 | -6.28 | -9.07 | -19.24 | -35.08 | -52.07
Swansea North 132 kV | Travellers Rest 33kV | Travellers Rest Primary | Primary | 11 | -3.7555 | 51.7647 | Leading the Way | Headroom (MW) | Thermal | 9.29 | 9.14 | 8.99 | 8.82 | 8.45 | 8.02 | 7.34 | 6.73 | 6.17 | 5.55 | 4.51 | 3.53 | 1.65 | -0.24 | -2.25 | -10.88 | -24.83 | -37.26
Swansea North 132 kV | Travellers Rest 33kV | Travellers Rest Primary | Primary | 11 | -3.7555 | 51.7647 | Steady Progression | Headroom (MW) | Thermal | 9.29 | 9.22 | 9.18 | 9.14 | 9.1 | 9.02 | 8.93 | 8.75 | 8.54 | 8.12 | 7.7 | 7.19 | 6.25 | 5.44 | 4.48 | 3.11 | 1.25 | -0.9
Swansea North 132 kV | Travellers Rest 33kV | Travellers Rest Primary | Primary | 11 | -3.7555 | 51.7647 | System Transformation | Headroom (MW) | Thermal | 9.29 | 9.19 | 9.11 | 9.02 | 8.88 | 8.68 | 8.45 | 7.86 | 6.98 | 6.13 | 4.65 | 3.09 | 1.53 | 0.22 | -1.32 | -4.6 | -10.43 | -17.14
Swansea North 132 kV | Travellers Rest 33kV | Travellers Rest Primary | Primary | 11 | -3.7555 | 51.7647 | WPD Best View | Headroom (MW) | Thermal | 9.29 | 9.18 | 9.08 | 8.99 | 8.79 | 8.52 | 8.21 | 7.83 | 7.41 | 6.82 | 5.79 | 4.78 | 3.22 | 1.65 | -0.15 | -6.47 | -16.99 | -27.61
Swansea North 132 kV | Trostre 33kV | Kidwelly | Primary | 11 | -4.2891 | 51.7437 | Consumer Transformation | Headroom (MW) | Thermal | 8.13 | 8.06 | 8.01 | 7.95 | 7.81 | 7.64 | 7.47 | 6.89 | 6.2 | 5.42 | 4.52 | 3.51 | 2.46 | 1.52 | 0.39 | -1.95 | -4.84 | -8.29
Swansea North 132 kV | Trostre 33kV | Kidwelly | Primary | 11 | -4.2891 | 51.7437 | Leading the Way | Headroom (MW) | Thermal | 8.13 | 8.06 | 8.01 | 7.94 | 7.8 | 7.61 | 7.41 | 7.22 | 7.04 | 6.86 | 6.69 | 6.51 | 5.67 | 4.88 | 4.06 | 1.33 | -2.19 | -4.29
Swansea North 132 kV | Trostre 33kV | Kidwelly | Primary | 11 | -4.2891 | 51.7437 | Steady Progression | Headroom (MW) | N/A | 8.13 | 8.09 | 8.07 | 8.06 | 8.04 | 7.95 | 7.86 | 7.66 | 7.47 | 7.24 | 7.04 | 6.8 | 6.27 | 5.75 | 5.09 | 4.22 | 3.18 | 1.97
Swansea North 132 kV | Trostre 33kV | Kidwelly | Primary | 11 | -4.2891 | 51.7437 | System Transformation | Headroom (MW) | Thermal | 8.13 | 8.08 | 8.05 | 8.02 | 7.96 | 7.9 | 7.83 | 7.33 | 6.7 | 6.01 | 5.19 | 4.27 | 3.31 | 2.46 | 1.44 | -0.12 | -2.17 | -4.65
Swansea North 132 kV | Trostre 33kV | Kidwelly | Primary | 11 | -4.2891 | 51.7437 | WPD Best View | Headroom (MW) | N/A | 8.13 | 8.09 | 8.07 | 8.06 | 8.04 | 7.95 | 7.86 | 7.66 | 7.47 | 7.24 | 7.04 | 6.8 | 6.27 | 5.75 | 5.09 | 4.22 | 3.18 | 1.97
Swansea North 132 kV | Trostre 33kV | Maesarddafen | Primary | 11 | -4.1268 | 51.6779 | Consumer Transformation | Headroom (MW) | N/A | 8.66 | 8.55 | 8.39 | 8.28 | 8.05 | 7.84 | 7.62 | 7.41 | 7.21 | 7.02 | 6.84 | 6.66 | 6.48 | 6.31 | 6.12 | 4.64 | 3.11 | 1.46
Swansea North 132 kV | Trostre 33kV | Maesarddafen | Primary | 11 | -4.1268 | 51.6779 | Leading the Way | Headroom (MW) | Thermal | 8.66 | 8.54 | 8.39 | 8.27 | 8.04 | 7.81 | 7.59 | 7.37 | 7.15 | 6.96 | 6.76 | 5.45 | 5.27 | 5.07 | 4.85 | 3.03 | 1.38 | -0.74
Swansea North 132 kV | Trostre 33kV | Maesarddafen | Primary | 11 | -4.1268 | 51.6779 | Steady Progression | Headroom (MW) | N/A | 8.66 | 8.58 | 8.53 | 8.49 | 8.44 | 8.38 | 8.31 | 8.25 | 8.19 | 8.12 | 8.07 | 8.01 | 7.96 | 7.92 | 7.88 | 7.74 | 7.51 | 7.13
Swansea North 132 kV | Trostre 33kV | Maesarddafen | Primary | 11 | -4.1268 | 51.6779 | System Transformation | Headroom (MW) | N/A | 8.66 | 8.57 | 8.5 | 8.37 | 8.27 | 8.16 | 8.03 | 7.91 | 7.79 | 7.68 | 7.58 | 7.48 | 7.4 | 7.32 | 7.25 | 6.6 | 5.86 | 5.11
Swansea North 132 kV | Trostre 33kV | Maesarddafen | Primary | 11 | -4.1268 | 51.6779 | WPD Best View | Headroom (MW) | N/A | 8.66 | 8.58 | 8.53 | 8.49 | 8.44 | 8.38 | 8.31 | 8.25 | 8.19 | 8.12 | 8.07 | 8.01 | 7.96 | 7.92 | 7.88 | 7.74 | 7.51 | 7.13
Swansea North 132 kV | Trostre 33kV | New Lodge | Primary | 11 | -4.2284 | 51.6878 | Consumer Transformation | Headroom (MW) | Thermal | 8.02 | 7.92 | 7.83 | 7.72 | 7.49 | 7.25 | 6.98 | 6.36 | 5.63 | 4.82 | 3.9 | 2.89 | 1.85 | 0.91 | -0.2 | -3.11 | -6.6 | -10.7
Swansea North 132 kV | Trostre 33kV | New Lodge | Primary | 11 | -4.2284 | 51.6878 | Leading the Way | Headroom (MW) | Thermal | 8.02 | 7.91 | 7.82 | 7.71 | 7.48 | 7.21 | 6.91 | 6.64 | 6.36 | 6.08 | 5.8 | 5.51 | 4.64 | 3.82 | 2.96 | -0.39 | -4.57 | -7.77
Swansea North 132 kV | Trostre 33kV | New Lodge | Primary | 11 | -4.2284 | 51.6878 | Steady Progression | Headroom (MW) | N/A | 8.02 | 7.96 | 7.93 | 7.91 | 7.88 | 7.78 | 7.67 | 7.46 | 7.25 | 7 | 6.81 | 6.58 | 6.08 | 5.61 | 5 | 4.22 | 3.18 | 1.84
Swansea North 132 kV | Trostre 33kV | New Lodge | Primary | 11 | -4.2284 | 51.6878 | System Transformation | Headroom (MW) | Thermal | 8.02 | 7.94 | 7.89 | 7.84 | 7.75 | 7.67 | 7.55 | 7.06 | 6.43 | 5.75 | 4.97 | 4.09 | 3.19 | 2.4 | 1.46 | -0.2 | -2.43 | -5.05
Swansea North 132 kV | Trostre 33kV | New Lodge | Primary | 11 | -4.2284 | 51.6878 | WPD Best View | Headroom (MW) | N/A | 8.02 | 7.96 | 7.93 | 7.91 | 7.88 | 7.78 | 7.67 | 7.46 | 7.25 | 7 | 6.81 | 6.58 | 6.08 | 5.61 | 5 | 4.22 | 3.18 | 1.84
Swansea North 132 kV | Trostre 33kV | Pontyates | Primary | 11 | -4.2263 | 51.7524 | Consumer Transformation | Headroom (MW) | Thermal | 7.27 | 7.23 | 7.19 | 7.16 | 7.08 | 7.01 | 6.93 | 6.52 | 6.02 | 5.43 | 4.76 | 3.99 | 3.19 | 2.48 | 1.62 | 0.07 | -1.76 | -3.97
Swansea North 132 kV | Trostre 33kV | Pontyates | Primary | 11 | -4.2263 | 51.7524 | Leading the Way | Headroom (MW) | Thermal | 7.27 | 7.23 | 7.19 | 7.15 | 7.07 | 7 | 6.92 | 6.84 | 6.76 | 6.68 | 6.62 | 6.55 | 5.95 | 5.39 | 4.81 | 3.08 | 0.79 | -0.22
Swansea North 132 kV | Trostre 33kV | Pontyates | Primary | 11 | -4.2263 | 51.7524 | Steady Progression | Headroom (MW) | N/A | 7.27 | 7.24 | 7.23 | 7.21 | 7.2 | 7.18 | 7.16 | 7.05 | 6.95 | 6.82 | 6.66 | 6.47 | 6.03 | 5.61 | 5.06 | 4.35 | 3.65 | 2.88
Swansea North 132 kV | Trostre 33kV | Pontyates | Primary | 11 | -4.2263 | 51.7524 | System Transformation | Headroom (MW) | Thermal | 7.27 | 7.24 | 7.21 | 7.19 | 7.15 | 7.12 | 7.07 | 6.7 | 6.21 | 5.65 | 5 | 4.26 | 3.48 | 2.81 | 1.99 | 0.81 | -0.71 | -2.57
Swansea North 132 kV | Trostre 33kV | Pontyates | Primary | 11 | -4.2263 | 51.7524 | WPD Best View | Headroom (MW) | N/A | 7.27 | 7.24 | 7.23 | 7.21 | 7.2 | 7.18 | 7.16 | 7.05 | 6.95 | 6.82 | 6.66 | 6.47 | 6.03 | 5.61 | 5.06 | 4.35 | 3.65 | 2.88
Swansea North 132 kV | Trostre 33kV | Westfa | Primary | 11 | -4.129 | 51.7001 | Consumer Transformation | Headroom (MW) | Thermal | 15.43 | 15.3 | 15.19 | 15.07 | 14.83 | 14.5 | 13.52 | 12.16 | 10.81 | 9.55 | 8.57 | 7.49 | 6.36 | 5.34 | 4.62 | 2.32 | 0.13 | -4.46
Swansea North 132 kV | Trostre 33kV | Westfa | Primary | 11 | -4.129 | 51.7001 | Leading the Way | Headroom (MW) | Thermal | 15.43 | 15.29 | 15.18 | 15.05 | 14.81 | 14.42 | 13.85 | 13.61 | 13.47 | 13.34 | 13.13 | 12.93 | 12.05 | 11.22 | 11.17 | 15.52 | -4.94 | -8.83
Swansea North 132 kV | Trostre 33kV | Westfa | Primary | 11 | -4.129 | 51.7001 | Steady Progression | Headroom (MW) | N/A | 15.43 | 15.34 | 15.28 | 15.23 | 15.18 | 14.95 | 13.75 | 12.46 | 11.23 | 10.03 | 9.06 | 8.17 | 7.46 | 6.68 | 5.85 | 5.33 | 4.5 | 2.58
Swansea North 132 kV | Trostre 33kV | Westfa | Primary | 11 | -4.129 | 51.7001 | System Transformation | Headroom (MW) | Thermal | 15.43 | 15.32 | 15.25 | 15.17 | 15.06 | 14.94 | 14.15 | 12.96 | 11.74 | 10.66 | 9.75 | 8.66 | 7.61 | 6.7 | 5.77 | 10.7 | -1.94 | -5.02
Swansea North 132 kV | Trostre 33kV | Westfa | Primary | 11 | -4.129 | 51.7001 | WPD Best View | Headroom (MW) | N/A | 15.43 | 15.34 | 15.28 | 15.23 | 15.18 | 14.95 | 13.75 | 12.46 | 11.23 | 10.03 | 9.06 | 8.17 | 7.46 | 6.68 | 5.85 | 5.33 | 4.5 | 2.58
Upper Boat 132 & 33 kV | Mountain Ash 33kV | Gas Yard | Primary | 11 | -3.3391 | 51.6038 | Consumer Transformation | Headroom (MW) | Thermal | 11.75 | 11.67 | 11.6 | 11.53 | 11.08 | 10.56 | 10.06 | 9.56 | 9.09 | 8.66 | 8.25 | 7.86 | 7.46 | 7.05 | 6.61 | 3.73 | 0 | -4.31
Upper Boat 132 & 33 kV | Mountain Ash 33kV | Gas Yard | Primary | 11 | -3.3391 | 51.6038 | Leading the Way | Headroom (MW) | Thermal | 11.75 | 11.66 | 11.59 | 11.51 | 11.05 | 10.53 | 10.03 | 9.56 | 9.12 | 8.72 | 8.33 | 7.96 | 7.59 | 7.2 | 6.98 | 3.65 | -0.52 | -5.81
Upper Boat 132 & 33 kV | Mountain Ash 33kV | Gas Yard | Primary | 11 | -3.3391 | 51.6038 | Steady Progression | Headroom (MW) | N/A | 11.75 | 11.69 | 11.65 | 11.61 | 11.58 | 11.44 | 11.35 | 11.21 | 11.08 | 10.95 | 10.91 | 10.87 | 10.82 | 10.78 | 10.74 | 10.59 | 9.99 | 9.06
Upper Boat 132 & 33 kV | Mountain Ash 33kV | Gas Yard | Primary | 11 | -3.3391 | 51.6038 | System Transformation | Headroom (MW) | N/A | 11.75 | 11.68 | 11.63 | 11.57 | 11.52 | 11.37 | 11.14 | 10.92 | 10.69 | 10.51 | 10.35 | 10.2 | 10.07 | 9.95 | 9.91 | 9.26 | 7.74 | 6.09
Upper Boat 132 & 33 kV | Mountain Ash 33kV | Gas Yard | Primary | 11 | -3.3391 | 51.6038 | WPD Best View | Headroom (MW) | Thermal | 11.75 | 11.66 | 11.59 | 11.51 | 11.05 | 10.53 | 10.03 | 9.56 | 9.12 | 8.72 | 8.33 | 7.96 | 7.59 | 7.2 | 6.98 | 3.65 | -0.52 | -5.81
Upper Boat 132 & 33 kV | Mountain Ash 33kV | Lady Windsor | Primary | 11 | -3.3565 | 51.6367 | Consumer Transformation | Headroom (MW) | Thermal | 2.35 | 2.31 | 2.27 | 2.23 | 2.14 | 2.05 | 1.96 | 1.85 | 1.76 | 1.68 | 1.61 | 1.54 | 1.47 | 1.4 | 1.32 | 0.77 | 0.02 | -0.81
Upper Boat 132 & 33 kV | Mountain Ash 33kV | Lady Windsor | Primary | 11 | -3.3565 | 51.6367 | Leading the Way | Headroom (MW) | Thermal | 2.35 | 2.31 | 2.27 | 2.22 | 2.13 | 2.04 | 1.94 | 1.85 | 1.77 | 1.68 | 1.61 | 1.54 | 1.47 | 1.39 | 1.29 | 0.68 | -0.13 | -1.19
Upper Boat 132 & 33 kV | Mountain Ash 33kV | Lady Windsor | Primary | 11 | -3.3565 | 51.6367 | Steady Progression | Headroom (MW) | N/A | 2.35 | 2.33 | 2.31 | 2.3 | 2.29 | 2.27 | 2.25 | 2.24 | 2.22 | 2.19 | 2.17 | 2.16 | 2.15 | 2.14 | 2.13 | 2.13 | 2.03 | 1.88
Upper Boat 132 & 33 kV | Mountain Ash 33kV | Lady Windsor | Primary | 11 | -3.3565 | 51.6367 | System Transformation | Headroom (MW) | N/A | 2.35 | 2.32 | 2.3 | 2.27 | 2.24 | 2.2 | 2.16 | 2.12 | 2.07 | 2.03 | 1.99 | 1.96 | 1.94 | 1.93 | 1.91 | 1.79 | 1.46 | 1.13
Upper Boat 132 & 33 kV | Mountain Ash 33kV | Lady Windsor | Primary | 11 | -3.3565 | 51.6367 | WPD Best View | Headroom (MW) | Thermal | 2.35 | 2.31 | 2.27 | 2.22 | 2.13 | 2.04 | 1.94 | 1.85 | 1.77 | 1.68 | 1.61 | 1.54 | 1.47 | 1.39 | 1.29 | 0.68 | -0.13 | -1.19
Upper Boat 132 kV | Mountain Ash 33kV | Middle Fan | Primary | 11 | -3.4562 | 51.6681 | Consumer Transformation | Headroom (MW) | N/A | 8.38 | 8.35 | 8.32 | 8.26 | 8.12 | 7.97 | 7.81 | 7.62 | 7.44 | 7.29 | 7.17 | 7.05 | 6.93 | 6.8 | 6.66 | 5.73 | 4.19 | 2.9
Upper Boat 132 kV | Mountain Ash 33kV | Middle Fan | Primary | 11 | -3.4562 | 51.6681 | Leading the Way | Headroom (MW) | N/A | 8.38 | 8.35 | 8.32 | 8.26 | 8.11 | 7.96 | 7.78 | 7.6 | 7.44 | 7.27 | 7.14 | 7.02 | 6.89 | 6.75 | 6.59 | 5.61 | 4 | 2.38
Upper Boat 132 kV | Mountain Ash 33kV | Middle Fan | Primary | 11 | -3.4562 | 51.6681 | Steady Progression | Headroom (MW) | N/A | 8.38 | 8.35 | 8.34 | 8.32 | 8.32 | 8.3 | 8.28 | 8.26 | 8.23 | 8.17 | 8.14 | 8.11 | 8.09 | 8.07 | 8.05 | 8 | 7.87 | 7.63
Upper Boat 132 kV | Mountain Ash 33kV | Middle Fan | Primary | 11 | -3.4562 | 51.6681 | System Transformation | Headroom (MW) | N/A | 8.38 | 8.35 | 8.33 | 8.31 | 8.28 | 8.21 | 8.13 | 8.06 | 7.96 | 7.88 | 7.82 | 7.76 | 7.72 | 7.68 | 7.64 | 7.41 | 6.71 | 6.18
Upper Boat 132 kV | Mountain Ash 33kV | Middle Fan | Primary | 11 | -3.4562 | 51.6681 | WPD Best View | Headroom (MW) | N/A | 8.38 | 8.35 | 8.32 | 8.26 | 8.11 | 7.96 | 7.78 | 7.6 | 7.44 | 7.27 | 7.14 | 7.02 | 6.89 | 6.75 | 6.59 | 5.61 | 4 | 2.38
Upper Boat 132 & 33 kV | Mountain Ash 33kV | Nelson | Primary | 11 | -3.2945 | 51.6456 | Consumer Transformation | Headroom (MW) | Thermal | 6.43 | 6.35 | 6.22 | 6.06 | 5.74 | 5.42 | 5.05 | 4.5 | 3.93 | 3.38 | 1.95 | 0.55 | -0.85 | -2.28 | -3.88 | -12.07 | -24.53 | -37.62
Upper Boat 132 & 33 kV | Mountain Ash 33kV | Nelson | Primary | 11 | -3.2945 | 51.6456 | Leading the Way | Headroom (MW) | Thermal | 6.43 | 6.34 | 6.21 | 6.05 | 5.71 | 5.37 | 4.98 | 4.61 | 4.22 | 3.85 | 2.97 | 2.14 | 1.01 | -0.17 | -1.43 | -8.45 | -18.84 | -29.74
Upper Boat 132 & 33 kV | Mountain Ash 33kV | Nelson | Primary | 11 | -3.2945 | 51.6456 | Steady Progression | Headroom (MW) | N/A | 6.43 | 6.4 | 6.35 | 6.3 | 6.26 | 6.2 | 6.13 | 6.03 | 5.92 | 5.76 | 5.52 | 5.25 | 4.83 | 4.52 | 4.19 | 3.71 | 2.86 | 1.71
Upper Boat 132 & 33 kV | Mountain Ash 33kV | Nelson | Primary | 11 | -3.2945 | 51.6456 | System Transformation | Headroom (MW) | Thermal | 6.43 | 6.38 | 6.3 | 6.22 | 6.09 | 5.94 | 5.77 | 5.46 | 5.06 | 4.68 | 3.98 | 3.31 | 2.67 | 2.16 | 1.59 | -0.54 | -4.11 | -8.08
Upper Boat 132 & 33 kV | Mountain Ash 33kV | Nelson | Primary | 11 | -3.2945 | 51.6456 | WPD Best View | Headroom (MW) | Thermal | 6.43 | 6.35 | 6.22 | 6.06 | 5.73 | 5.39 | 5.01 | 4.62 | 4.22 | 3.86 | 2.98 | 2.15 | 1.03 | -0.13 | -1.38 | -8.3 | -18.62 | -29.16
Upper Boat 132 & 33 kV | Upper Boat 33kV | Caerphilly | Primary | 11 | -3.2162 | 51.5778 | Consumer Transformation | Headroom (MW) | Thermal | 13.32 | 13.19 | 13.1 | 12.95 | 12.48 | 12.03 | 11.62 | 11.18 | 10.75 | 10.32 | 9.93 | 9.55 | 9.15 | 8.78 | 8.38 | 5.66 | 2.44 | -1.06
Upper Boat 132 & 33 kV | Upper Boat 33kV | Caerphilly | Primary | 11 | -3.2162 | 51.5778 | Leading the Way | Headroom (MW) | Thermal | 13.32 | 13.19 | 13.09 | 12.93 | 12.45 | 11.96 | 11.55 | 11.08 | 10.61 | 10.14 | 9.72 | 9.29 | 8.85 | 8.43 | 7.97 | 5.11 | 1.6 | -2.88
Upper Boat 132 & 33 kV | Upper Boat 33kV | Caerphilly | Primary | 11 | -3.2162 | 51.5778 | Steady Progression | Headroom (MW) | N/A | 13.32 | 13.21 | 13.15 | 13.09 | 13.03 | 12.96 | 12.91 | 12.84 | 12.74 | 12.63 | 12.53 | 12.45 | 12.37 | 12.29 | 12.23 | 12.05 | 11.65 | 10.89
Upper Boat 132 & 33 kV | Upper Boat 33kV | Caerphilly | Primary | 11 | -3.2162 | 51.5778 | System Transformation | Headroom (MW) | N/A | 13.32 | 13.2 | 13.13 | 13.05 | 12.95 | 12.72 | 12.51 | 12.27 | 12.03 | 11.79 | 11.58 | 11.39 | 11.21 | 11.05 | 10.9 | 10.07 | 8.52 | 6.98
Upper Boat 132 & 33 kV | Upper Boat 33kV | Caerphilly | Primary | 11 | -3.2162 | 51.5778 | WPD Best View | Headroom (MW) | Thermal | 13.32 | 13.19 | 13.09 | 12.93 | 12.45 | 11.96 | 11.55 | 11.08 | 10.61 | 10.14 | 9.72 | 9.29 | 8.85 | 8.43 | 7.97 | 5.11 | 1.6 | -2.88
Upper Boat 132 & 33 kV | Upper Boat 33kV | Creigiau | Primary | 11 | -3.3196 | 51.5258 | Consumer Transformation | Headroom (MW) | N/A | 15.88 | 15.83 | 15.79 | 15.83 | 15.76 | 15.71 | 15.6 | 15.25 | 14.9 | 14.5 | 14.06 | 13.54 | 12.98 | 12.48 | 11.88 | 10.25 | 8.34 | 6.17
Upper Boat 132 & 33 kV | Upper Boat 33kV | Creigiau | Primary | 11 | -3.3196 | 51.5258 | Leading the Way | Headroom (MW) | N/A | 15.88 | 15.83 | 15.79 | 15.84 | 15.79 | 15.78 | 15.69 | 15.55 | 15.45 | 15.33 | 15.21 | 15.04 | 14.57 | 14.13 | 13.68 | 11.89 | 9.73 | 7.99
Upper Boat 132 & 33 kV | Upper Boat 33kV | Creigiau | Primary | 11 | -3.3196 | 51.5258 | Steady Progression | Headroom (MW) | N/A | 15.88 | 15.84 | 15.81 | 15.85 | 15.92 | 15.97 | 16 | 16.03 | 16 | 15.92 | 15.86 | 15.77 | 15.54 | 15.32 | 15.04 | 14.69 | 14.13 | 13.44
Upper Boat 132 & 33 kV | Upper Boat 33kV | Creigiau | Primary | 11 | -3.3196 | 51.5258 | System Transformation | Headroom (MW) | N/A | 15.88 | 15.83 | 15.8 | 15.85 | 15.92 | 15.96 | 15.96 | 15.75 | 15.46 | 15.16 | 14.8 | 14.36 | 13.89 | 13.48 | 12.99 | 12.09 | 10.82 | 9.36
Upper Boat 132 & 33 kV | Upper Boat 33kV | Creigiau | Primary | 11 | -3.3196 | 51.5258 | WPD Best View | Headroom (MW) | N/A | 15.88 | 15.83 | 15.79 | 15.82 | 15.74 | 15.66 | 15.53 | 15.2 | 14.84 | 14.44 | 14 | 13.48 | 12.93 | 12.43 | 11.84 | 10.24 | 8.36 | 6.17
Upper Boat 132 & 33 kV | Upper Boat 33kV | Ironbridge | Primary | 11 | -3.2504 | 51.5259 | Consumer Transformation | Headroom (MW) | N/A | 8.41 | 8.36 | 8.29 | 8.2 | 8.01 | 7.87 | 7.74 | 7.57 | 7.41 | 7.25 | 7.11 | 6.96 | 6.82 | 6.67 | 6.52 | 5.41 | 4.12 | 2.71
Upper Boat 132 & 33 kV | Upper Boat 33kV | Ironbridge | Primary | 11 | -3.2504 | 51.5259 | Leading the Way | Headroom (MW) | N/A | 8.41 | 8.36 | 8.29 | 8.19 | 7.99 | 7.87 | 7.74 | 7.56 | 7.38 | 7.21 | 7.05 | 6.89 | 6.72 | 6.55 | 6.35 | 5.17 | 3.76 | 1.95
Upper Boat 132 & 33 kV | Upper Boat 33kV | Ironbridge | Primary | 11 | -3.2504 | 51.5259 | Steady Progression | Headroom (MW) | N/A | 8.41 | 8.37 | 8.34 | 8.31 | 8.28 | 8.28 | 8.27 | 8.25 | 8.22 | 8.18 | 8.15 | 8.13 | 8.11 | 8.09 | 8.08 | 7.99 | 7.84 | 7.53
Upper Boat 132 & 33 kV | Upper Boat 33kV | Ironbridge | Primary | 11 | -3.2504 | 51.5259 | System Transformation | Headroom (MW) | N/A | 8.41 | 8.36 | 8.33 | 8.29 | 8.21 | 8.17 | 8.11 | 8.02 | 7.94 | 7.86 | 7.78 | 7.72 | 7.66 | 7.6 | 7.54 | 7.21 | 6.58 | 5.97
Upper Boat 132 & 33 kV | Upper Boat 33kV | Ironbridge | Primary | 11 | -3.2504 | 51.5259 | WPD Best View | Headroom (MW) | N/A | 8.41 | 8.36 | 8.29 | 8.2 | 8.01 | 7.87 | 7.72 | 7.55 | 7.37 | 7.2 | 7.06 | 6.91 | 6.77 | 6.62 | 6.46 | 5.41 | 4.12 | 2.7
Upper Boat 132 & 33 kV | Upper Boat 33kV | Mill St Tonyrefail | Primary | 11 | -3.4302 | 51.5821 | Consumer Transformation | Headroom (MW) | Thermal | 13.16 | 13.02 | 12.88 | 12.7 | 12.36 | 12.02 | 11.52 | 10.68 | 9.9 | 9.1 | 8.28 | 7.41 | 6.5 | 5.64 | 4.69 | 1.41 | -2.79 | -7.5
Upper Boat 132 & 33 kV | Upper Boat 33kV | Mill St Tonyrefail | Primary | 11 | -3.4302 | 51.5821 | Leading the Way | Headroom (MW) | Thermal | 13.16 | 13.01 | 12.87 | 12.68 | 12.32 | 11.96 | 11.43 | 10.95 | 10.51 | 10.02 | 9.62 | 9.22 | 8.43 | 7.65 | 6.88 | 3.48 | -1.05 | -5.41
Upper Boat 132 & 33 kV | Upper Boat 33kV | Mill St Tonyrefail | Primary | 11 | -3.4302 | 51.5821 | Steady Progression | Headroom (MW) | N/A | 13.16 | 13.08 | 13.04 | 13 | 12.96 | 12.89 | 12.83 | 12.71 | 12.57 | 12.27 | 12.1 | 11.9 | 11.53 | 11.19 | 10.77 | 10.19 | 9.45 | 8.41
Upper Boat 132 & 33 kV | Upper Boat 33kV | Mill St Tonyrefail | Primary | 11 | -3.4302 | 51.5821 | System Transformation | Headroom (MW) | N/A | 13.16 | 13.06 | 12.98 | 12.88 | 12.75 | 12.59 | 12.42 | 12.05 | 11.49 | 10.96 | 10.35 | 9.68 | 9 | 8.4 | 7.74 | 6.4 | 4.14 | 1.59
Upper Boat 132 & 33 kV | Upper Boat 33kV | Mill St Tonyrefail | Primary | 11 | -3.4302 | 51.5821 | WPD Best View | Headroom (MW) | Thermal | 13.16 | 13.02 | 12.87 | 12.69 | 12.34 | 12 | 11.54 | 11.1 | 10.7 | 10.21 | 9.84 | 9.46 | 8.7 | 7.95 | 7.21 | 4.02 | -0.23 | -4.28
Upper Boat 132 & 33 kV | Upper Boat 33kV | Morlanga | Primary | 11 | -3.3084 | 51.4835 | Consumer Transformation | Headroom (MW) | Thermal | 4.15 | 4.12 | 4.09 | 4.05 | 3.97 | 3.84 | 3.74 | 3.07 | 2.29 | 1.43 | 0.52 | -0.49 | -1.54 | -2.48 | -3.61 | -6.14 | -9.03 | -11.88
Upper Boat 132 & 33 kV | Upper Boat 33kV | Morlanga | Primary | 11 | -3.3084 | 51.4835 | Leading the Way | Headroom (MW) | Thermal | 4.15 | 4.12 | 4.08 | 4.04 | 3.96 | 3.81 | 3.68 | 3.51 | 3.36 | 3.3 | 3.15 | 3.01 | 2.17 | 1.4 | 0.61 | -2.29 | -6.31 | -7.82
Upper Boat 132 & 33 kV | Upper Boat 33kV | Morlanga | Primary | 11 | -3.3084 | 51.4835 | Steady Progression | Headroom (MW) | Thermal | 4.15 | 4.13 | 4.12 | 4.11 | 4.1 | 4.01 | 3.92 | 3.69 | 3.47 | 3.24 | 3.06 | 2.83 | 2.28 | 1.76 | 1.08 | 0.25 | -0.75 | -1.91
Upper Boat 132 & 33 kV | Upper Boat 33kV | Morlanga | Primary | 11 | -3.3084 | 51.4835 | System Transformation | Headroom (MW) | Thermal | 4.15 | 4.13 | 4.11 | 4.09 | 4.06 | 4.01 | 4 | 3.4 | 2.65 | 1.87 | 1.04 | 0.1 | -0.89 | -1.75 | -2.8 | -4.55 | -6.81 | -8.93
Upper Boat 132 & 33 kV | Upper Boat 33kV | Morlanga | Primary | 11 | -3.3084 | 51.4835 | WPD Best View | Headroom (MW) | Thermal | 4.15 | 4.13 | 4.11 | 4.09 | 4.05 | 3.93 | 3.84 | 3.58 | 3.34 | 3.11 | 2.9 | 2.65 | 2.08 | 1.54 | 0.84 | -0.11 | -1.21 | -2.45
Upper Boat 132 & 33 kV | Upper Boat 33kV | Tonypandy | Primary | 11 | -3.4548 | 51.6283 | Consumer Transformation | Headroom (MW) | Thermal | 14.47 | 14.32 | 14.21 | 14.1 | 13.79 | 13.19 | 12.59 | 11.98 | 11.4 | 10.86 | 9.26 | 7.74 | 6.25 | 4.64 | 2.92 | -7.13 | -23.24 | -40.25
Upper Boat 132 & 33 kV | Upper Boat 33kV | Tonypandy | Primary | 11 | -3.4548 | 51.6283 | Leading the Way | Headroom (MW) | Thermal | 14.47 | 14.31 | 14.2 | 14.07 | 13.74 | 13.12 | 12.48 | 11.86 | 11.28 | 10.71 | 9.45 | 8.25 | 6.97 | 5.58 | 4.08 | -4.61 | -18.05 | -33.55
Upper Boat 132 & 33 kV | Upper Boat 33kV | Tonypandy | Primary | 11 | -3.4548 | 51.6283 | Steady Progression | Headroom (MW) | N/A | 14.47 | 14.35 | 14.28 | 14.21 | 14.14 | 14.06 | 13.99 | 13.91 | 13.83 | 13.73 | 13.52 | 13.27 | 12.95 | 12.74 | 12.57 | 12 | 11.07 | 9.77
Upper Boat 132 & 33 kV | Upper Boat 33kV | Tonypandy | Primary | 11 | -3.4548 | 51.6283 | System Transformation | Headroom (MW) | Thermal | 14.47 | 14.33 | 14.24 | 14.16 | 14.06 | 13.96 | 13.83 | 13.52 | 13.22 | 12.93 | 12.32 | 11.8 | 11.33 | 10.97 | 10.62 | 8.43 | 3.96 | -0.71
Upper Boat 132 & 33 kV | Upper Boat 33kV | Tonypandy | Primary | 11 | -3.4548 | 51.6283 | WPD Best View | Headroom (MW) | Thermal | 14.47 | 14.31 | 14.2 | 14.07 | 13.74 | 13.14 | 12.53 | 11.94 | 11.39 | 10.86 | 10.22 | 9.56 | 8.81 | 8.14 | 7.45 | 2.97 | -2.43 | -9.22
Upper Boat 132 & 33 kV | Upper Boat 33kV | Trethomas | Primary | 11 | -3.1699 | 51.5952 | Consumer Transformation | Headroom (MW) | N/A | 7.75 | 7.67 | 7.59 | 7.5 | 7.31 | 7.14 | 6.96 | 6.76 | 6.55 | 6.34 | 6.16 | 5.97 | 5.77 | 5.55 | 5.34 | 4.09 | 2.64 | 1.07
Upper Boat 132 & 33 kV | Upper Boat 33kV | Trethomas | Primary | 11 | -3.1699 | 51.5952 | Leading the Way | Headroom (MW) | N/A | 7.75 | 7.66 | 7.59 | 7.49 | 7.3 | 7.11 | 6.92 | 6.74 | 6.53 | 6.31 | 6.1 | 5.89 | 5.65 | 5.39 | 5.15 | 3.89 | 2.35 | 0.34
Upper Boat 132 & 33 kV | Upper Boat 33kV | Trethomas | Primary | 11 | -3.1699 | 51.5952 | Steady Progression | Headroom (MW) | N/A | 7.75 | 7.7 | 7.67 | 7.65 | 7.63 | 7.59 | 7.56 | 7.52 | 7.47 | 7.41 | 7.37 | 7.34 | 7.3 | 7.27 | 7.25 | 7.21 | 7.08 | 6.78
Upper Boat 132 & 33 kV | Upper Boat 33kV | Trethomas | Primary | 11 | -3.1699 | 51.5952 | System Transformation | Headroom (MW) | N/A | 7.75 | 7.69 | 7.64 | 7.59 | 7.52 | 7.44 | 7.36 | 7.27 | 7.15 | 7.04 | 6.95 | 6.85 | 6.76 | 6.66 | 6.59 | 6.23 | 5.57 | 4.93
Upper Boat 132 & 33 kV | Upper Boat 33kV | Trethomas | Primary | 11 | -3.1699 | 51.5952 | WPD Best View | Headroom (MW) | N/A | 7.75 | 7.66 | 7.59 | 7.5 | 7.31 | 7.13 | 6.94 | 6.76 | 6.55 | 6.33 | 6.13 | 5.92 | 5.69 | 5.43 | 5.2 | 3.96 | 2.46 | 0.5
Upper Boat 132 kV | Upper Boat 33kV | Wattstown | Primary | 11 | -2.9946 | 50.9702 | Consumer Transformation | Headroom (MW) | Thermal | 5.02 | 4.97 | 2.85 | 2.82 | 2.77 | 2.62 | 2.42 | 2.23 | 2.04 | 1.87 | 1.73 | 1.6 | 1.46 | 1.3 | 1.14 | -0.03 | -1.55 | -3.22
Upper Boat 132 kV | Upper Boat 33kV | Wattstown | Primary | 11 | -2.9946 | 50.9702 | Leading the Way | Headroom (MW) | Thermal | 5.02 | 4.97 | 2.85 | 2.8 | 2.75 | 2.59 | 2.38 | 2.18 | 1.98 | 1.8 | 1.65 | 1.49 | 1.33 | 1.15 | 0.95 | -0.35 | -2.01 | -4.2
Upper Boat 132 kV | Upper Boat 33kV | Wattstown | Primary | 11 | -2.9946 | 50.9702 | Steady Progression | Headroom (MW) | N/A | 5.02 | 4.98 | 4.96 | 2.86 | 2.84 | 2.81 | 2.79 | 2.77 | 2.74 | 2.72 | 2.69 | 2.67 | 2.65 | 2.63 | 2.6 | 2.5 | 2.37 | 2.13
Upper Boat 132 kV | Upper Boat 33kV | Wattstown | Primary | 11 | -2.9946 | 50.9702 | System Transformation | Headroom (MW) | N/A | 5.02 | 4.98 | 4.95 | 2.84 | 2.81 | 2.77 | 2.74 | 2.7 | 2.64 | 2.55 | 2.47 | 2.41 | 2.36 | 2.31 | 2.27 | 1.94 | 1.28 | 0.59
Upper Boat 132 kV | Upper Boat 33kV | Wattstown | Primary | 11 | -2.9946 | 50.9702 | WPD Best View | Headroom (MW) | Thermal | 5.02 | 4.97 | 2.85 | 2.8 | 2.75 | 2.59 | 2.38 | 2.18 | 1.98 | 1.8 | 1.65 | 1.49 | 1.33 | 1.15 | 0.95 | -0.35 | -2.01 | -4.2
Upper Boat 132 kV | Dowlais 33kV | Abertysswg | Primary | 11 | -3.2657 | 51.7436 | Consumer Transformation | Headroom (MW) | Thermal | 16.42 | 16.34 | 16.28 | 16.21 | 16.13 | 16.07 | 15.75 | 15.07 | 14.29 | 13.45 | 12.54 | 11.58 | 10.61 | 9.71 | 8.66 | 5.52 | 1.3 | -3.07
Upper Boat 132 kV | Dowlais 33kV | Abertysswg | Primary | 11 | -3.2657 | 51.7436 | Leading the Way | Headroom (MW) | Thermal | 16.42 | 16.33 | 16.27 | 16.19 | 16.1 | 16.03 | 15.7 | 15.36 | 14.95 | 14.52 | 14.18 | 13.86 | 13.04 | 12.25 | 11.42 | 8.13 | 3.41 | -0.26
Upper Boat 132 kV | Dowlais 33kV | Abertysswg | Primary | 11 | -3.2657 | 51.7436 | Steady Progression | Headroom (MW) | N/A | 16.42 | 16.35 | 16.31 | 16.26 | 16.22 | 16.19 | 16.16 | 16.11 | 16.06 | 15.96 | 15.92 | 15.69 | 15.23 | 14.79 | 14.24 | 13.44 | 12.54 | 11.38
Upper Boat 132 kV | Dowlais 33kV | Abertysswg | Primary | 11 | -3.2657 | 51.7436 | System Transformation | Headroom (MW) | N/A | 16.42 | 16.34 | 16.29 | 16.24 | 16.18 | 16.14 | 16.1 | 15.93 | 15.32 | 14.67 | 13.92 | 13.1 | 12.27 | 11.54 | 10.69 | 9.12 | 6.53 | 3.77
Upper Boat 132 kV | Dowlais 33kV | Abertysswg | Primary | 11 | -3.2657 | 51.7436 | WPD Best View | Headroom (MW) | Thermal | 16.42 | 16.33 | 16.27 | 16.19 | 16.1 | 16.03 | 15.71 | 15.38 | 14.97 | 14.55 | 14.2 | 13.89 | 13.07 | 12.28 | 11.46 | 8.19 | 3.48 | -0.16
Upper Boat 132 kV | Dowlais 33kV | Nantwen | Primary | 11 | -3.3123 | 51.7002 | Consumer Transformation | Headroom (MW) | Thermal | 2.8 | 2.78 | 2.77 | 2.74 | 2.62 | 2.5 | 2.34 | 1.91 | 1.44 | 0.93 | 0.28 | -0.43 | -1.17 | -1.85 | -2.65 | -4.39 | -6.62 | -9.27
Upper Boat 132 kV | Dowlais 33kV | Nantwen | Primary | 11 | -3.3123 | 51.7002 | Leading the Way | Headroom (MW) | Thermal | 2.8 | 2.78 | 2.77 | 2.73 | 2.61 | 2.49 | 2.31 | 2.16 | 2.02 | 1.87 | 1.75 | 1.64 | 1.07 | 0.53 | -0.03 | -1.92 | -4.58 | -6.15
Upper Boat 132 kV | Dowlais 33kV | Nantwen | Primary | 11 | -3.3123 | 51.7002 | Steady Progression | Headroom (MW) | Thermal | 2.8 | 2.79 | 2.78 | 2.77 | 2.76 | 2.75 | 2.74 | 2.7 | 2.61 | 2.46 | 2.31 | 2.14 | 1.75 | 1.39 | 0.92 | 0.3 | -0.39 | -1.18
Upper Boat 132 kV | Dowlais 33kV | Nantwen | Primary | 11 | -3.3123 | 51.7002 | System Transformation | Headroom (MW) | Thermal | 2.8 | 2.79 | 2.78 | 2.77 | 2.75 | 2.7 | 2.64 | 2.34 | 1.94 | 1.51 | 0.93 | 0.27 | -0.41 | -1 | -1.71 | -2.8 | -4.41 | -6.36
Upper Boat 132 kV | Dowlais 33kV | Nantwen | Primary | 11 | -3.3123 | 51.7002 | WPD Best View | Headroom (MW) | Thermal | 2.8 | 2.78 | 2.77 | 2.74 | 2.62 | 2.5 | 2.34 | 1.91 | 1.44 | 0.93 | 0.28 | -0.43 | -1.17 | -1.85 | -2.65 | -4.39 | -6.62 | -9.27
Upper Boat 132 kV | Dowlais 33kV | Pentrebach | Primary | 11 | -3.3681 | 51.7294 | Consumer Transformation | Headroom (MW) | N/A | 5.72 | 5.67 | 5.63 | 5.58 | 5.47 | 5.36 | 5.24 | 5.11 | 5 | 4.9 | 4.8 | 4.71 | 4.61 | 4.51 | 4.41 | 3.74 | 2.9 | 1.98
Upper Boat 132 kV | Dowlais 33kV | Pentrebach | Primary | 11 | -3.3681 | 51.7294 | Leading the Way | Headroom (MW) | N/A | 5.72 | 5.67 | 5.63 | 5.58 | 5.46 | 5.34 | 5.22 | 5.1 | 5 | 4.89 | 4.79 | 4.7 | 4.59 | 4.48 | 4.37 | 3.65 | 2.74 | 1.59
Upper Boat 132 kV | Dowlais 33kV | Pentrebach | Primary | 11 | -3.3681 | 51.7294 | Steady Progression | Headroom (MW) | N/A | 5.72 | 5.69 | 5.67 | 5.65 | 5.63 | 5.61 | 5.59 | 5.56 | 5.54 | 5.51 | 5.48 | 5.46 | 5.44 | 5.42 | 5.41 | 5.35 | 5.25 | 5.06
Upper Boat 132 kV | Dowlais 33kV | Pentrebach | Primary | 11 | -3.3681 | 51.7294 | System Transformation | Headroom (MW) | N/A | 5.72 | 5.68 | 5.66 | 5.63 | 5.58 | 5.53 | 5.47 | 5.41 | 5.36 | 5.3 | 5.26 | 5.21 | 5.17 | 5.13 | 5.1 | 4.89 | 4.5 | 4.12
Upper Boat 132 kV | Dowlais 33kV | Pentrebach | Primary | 11 | -3.3681 | 51.7294 | WPD Best View | Headroom (MW) | N/A | 5.72 | 5.67 | 5.63 | 5.58 | 5.47 | 5.36 | 5.24 | 5.11 | 5 | 4.9 | 4.8 | 4.71 | 4.61 | 4.51 | 4.41 | 3.74 | 2.9 | 1.98
Upper Boat 132 kV | Dowlais 33kV | Swansea Road Merthyr | Primary | 11 | -3.3992 | 51.7521 | Consumer Transformation | Headroom (MW) | N/A | 8.99 | 8.89 | 8.82 | 8.73 | 8.54 | 8.36 | 8.22 | 8.05 | 7.88 | 7.73 | 7.59 | 7.44 | 7.3 | 7.15 | 7 | 5.96 | 4.65 | 3.22
Upper Boat 132 kV | Dowlais 33kV | Swansea Road Merthyr | Primary | 11 | -3.3992 | 51.7521 | Leading the Way | Headroom (MW) | N/A | 8.99 | 8.89 | 8.81 | 8.72 | 8.52 | 8.33 | 8.2 | 8.03 | 7.86 | 7.7 | 7.55 | 7.39 | 7.24 | 7.07 | 6.89 | 5.73 | 4.3 | 2.49
Upper Boat 132 kV | Dowlais 33kV | Swansea Road Merthyr | Primary | 11 | -3.3992 | 51.7521 | Steady Progression | Headroom (MW) | N/A | 8.99 | 8.92 | 8.89 | 8.85 | 8.82 | 8.77 | 8.74 | 8.7 | 8.65 | 8.61 | 8.57 | 8.53 | 8.49 | 8.46 | 8.43 | 8.34 | 8.15 | 7.82
Upper Boat 132 kV | Dowlais 33kV | Swansea Road Merthyr | Primary | 11 | -3.3992 | 51.7521 | System Transformation | Headroom (MW) | N/A | 8.99 | 8.91 | 8.86 | 8.81 | 8.72 | 8.63 | 8.57 | 8.48 | 8.39 | 8.3 | 8.23 | 8.16 | 8.09 | 8.03 | 7.98 | 7.65 | 7 | 6.37
Upper Boat 132 kV | Dowlais 33kV | Swansea Road Merthyr | Primary | 11 | -3.3992 | 51.7521 | WPD Best View | Headroom (MW) | N/A | 8.99 | 8.89 | 8.82 | 8.73 | 8.54 | 8.36 | 8.22 | 8.05 | 7.88 | 7.73 | 7.59 | 7.44 | 7.3 | 7.15 | 7 | 5.96 | 4.65 | 3.22
Upper Boat 132 kV | Energlyn 11kV | Energlyn Primary | Primary | 11 | -3.2397 | 51.5921 | Consumer Transformation | Headroom (MW) | Thermal | 18.25 | 18.13 | 17.27 | 17.05 | 16.59 | 16.14 | 15.57 | 14.58 | 13.58 | 12.57 | 11.5 | 10.36 | 9.18 | 8.09 | 6.81 | 2.69 | -2.88 | -8.75
Upper Boat 132 kV | Energlyn 11kV | Energlyn Primary | Primary | 11 | -3.2397 | 51.5921 | Leading the Way | Headroom (MW) | Thermal | 18.25 | 18.13 | 17.26 | 17.02 | 16.54 | 16.07 | 15.46 | 14.89 | 14.36 | 13.82 | 4.71 | 4.3 | 3.32 | 2.36 | 1.35 | -3.07 | -9.3 | -14.64
Upper Boat 132 kV | Energlyn 11kV | Energlyn Primary | Primary | 11 | -3.2397 | 51.5921 | Steady Progression | Headroom (MW) | N/A | 18.25 | 18.16 | 17.35 | 17.3 | 17.25 | 17.2 | 17.13 | 16.94 | 16.74 | 16.41 | 16.17 | 15.89 | 15.37 | 14.88 | 14.26 | 13.4 | 12.3 | 10.85
Upper Boat 132 kV | Energlyn 11kV | Energlyn Primary | Primary | 11 | -3.2397 | 51.5921 | System Transformation | Headroom (MW) | N/A | 18.25 | 18.14 | 17.33 | 17.26 | 17.08 | 16.86 | 16.62 | 16.05 | 15.29 | 14.54 | 13.69 | 12.76 | 11.81 | 10.98 | 10.01 | 8.14 | 4.93 | 1.52
Upper Boat 132 kV | Energlyn 11kV | Energlyn Primary | Primary | 11 | -3.2397 | 51.5921 | WPD Best View | Headroom (MW) | Thermal | 18.25 | 18.13 | 17.26 | 17.02 | 16.54 | 16.07 | 15.46 | 14.89 | 14.36 | 13.82 | 4.71 | 4.3 | 3.32 | 2.36 | 1.35 | -3.07 | -9.3 | -14.64
Upper Boat 132 kV | Merthyr East 11kV | Merthyr East Primary | Primary | 11 | -3.3607 | 51.7572 | Consumer Transformation | Headroom (MW) | N/A | 33.85 | 33.57 | 33.33 | 33.04 | 32.38 | 31.75 | 31.17 | 30.37 | 29.59 | 28.8 | 27.85 | 26.85 | 25.81 | 24.78 | 23.62 | 18.61 | 11.71 | 5.33
Upper Boat 132 kV | Merthyr East 11kV | Merthyr East Primary | Primary | 11 | -3.3607 | 51.7572 | Leading the Way | Headroom (MW) | N/A | 33.85 | 33.56 | 33.31 | 33.01 | 32.33 | 31.68 | 31.09 | 30.44 | 29.91 | 29.38 | 28.77 | 28.14 | 27.13 | 26.1 | 24.99 | 19.6 | 12.04 | 5.18
Upper Boat 132 kV | Merthyr East 11kV | Merthyr East Primary | Primary | 11 | -3.3607 | 51.7572 | Steady Progression | Headroom (MW) | N/A | 33.85 | 33.68 | 33.58 | 33.49 | 33.39 | 33.26 | 33.14 | 32.95 | 32.79 | 32.63 | 32.43 | 32.21 | 31.85 | 31.5 | 31.07 | 30.4 | 29.42 | 27.92
Upper Boat 132 kV | Merthyr East 11kV | Merthyr East Primary | Primary | 11 | -3.3607 | 51.7572 | System Transformation | Headroom (MW) | N/A | 33.85 | 33.64 | 33.49 | 33.32 | 33.05 | 32.76 | 32.47 | 31.97 | 31.47 | 30.95 | 30.27 | 29.54 | 28.79 | 28.13 | 27.37 | 25.36 | 21.63 | 18.26
Upper Boat 132 kV | Merthyr East 11kV | Merthyr East Primary | Primary | 11 | -3.3607 | 51.7572 | WPD Best View | Headroom (MW) | N/A | 33.85 | 33.57 | 33.33 | 33.04 | 32.38 | 31.75 | 31.17 | 30.37 | 29.59 | 28.8 | 27.85 | 26.85 | 25.81 | 24.78 | 23.62 | 18.61 | 11.71 | 5.33
Upper Boat 132 kV | Mountain Ash 33kV | Mountain Ash | Primary | 11 | -3.3744 | 51.679 | Consumer Transformation | Headroom (MW) | Thermal | 13.06 | 12.96 | 12.91 | 12.83 | 12.73 | 12.44 | 11.92 | 11.14 | 10.4 | 9.65 | 8.92 | 8.16 | 7.36 | 6.59 | 5.76 | 2.36 | -1.8 | -6.46
Upper Boat 132 kV | Mountain Ash 33kV | Mountain Ash | Primary | 11 | -3.3744 | 51.679 | Leading the Way | Headroom (MW) | Thermal | 13.06 | 12.96 | 12.9 | 12.82 | 12.71 | 12.38 | 11.83 | 11.33 | 10.84 | 10.3 | 9.88 | 9.46 | 8.74 | 8 | 7.29 | 3.83 | -0.65 | -5.25
Upper Boat 132 kV | Mountain Ash 33kV | Mountain Ash | Primary | 11 | -3.3744 | 51.679 | Steady Progression | Headroom (MW) | N/A | 13.06 | 12.98 | 12.95 | 12.9 | 12.85 | 12.79 | 12.74 | 12.68 | 12.6 | 12.4 | 12.34 | 12.28 | 11.97 | 11.69 | 11.35 | 10.82 | 10.14 | 9.14
Upper Boat 132 kV | Mountain Ash 33kV | Mountain Ash | Primary | 11 | -3.3744 | 51.679 | System Transformation | Headroom (MW) | N/A | 13.06 | 12.97 | 12.93 | 12.87 | 12.8 | 12.73 | 12.65 | 12.47 | 11.96 | 11.49 | 10.98 | 10.43 | 9.88 | 9.39 | 8.85 | 7.55 | 5.39 | 3.03
Upper Boat 132 kV | Mountain Ash 33kV | Mountain Ash | Primary | 11 | -3.3744 | 51.679 | WPD Best View | Headroom (MW) | Thermal | 13.06 | 12.96 | 12.9 | 12.82 | 12.71 | 12.38 | 11.83 | 11.32 | 10.83 | 10.29 | 9.87 | 9.45 | 8.73 | 7.99 | 7.27 | 3.81 | -0.67 | -5.28
Upper Boat 132 kV | Nantgarw 11kV | Nantgarw Primary | Primary | 11 | -3.2696 | 51.5628 | Consumer Transformation | Headroom (MW) | N/A | 18.13 | 17.98 | 17.82 | 17.69 | 17.4 | 17.05 | 16.74 | 16.42 | 16.1 | 15.8 | 15.53 | 15.28 | 15.02 | 14.75 | 14.48 | 12.5 | 10.25 | 7.79
Upper Boat 132 kV | Nantgarw 11kV | Nantgarw Primary | Primary | 11 | -3.2696 | 51.5628 | Leading the Way | Headroom (MW) | N/A | 18.13 | 17.97 | 17.81 | 17.68 | 17.37 | 16.98 | 16.61 | 16.26 | 15.89 | 15.52 | 15.21 | 14.91 | 14.6 | 14.29 | 13.95 | 11.85 | 9.38 | 6.33
Upper Boat 132 kV | Nantgarw 11kV | Nantgarw Primary | Primary | 11 | -3.2696 | 51.5628 | Steady Progression | Headroom (MW) | N/A | 17.4681 | 17.4435 | 17.4417 | 17.4399 | 17.4364 | 17.4232 | 17.4074 | 17.3897 | 17.29 | 17.14 | 17.08 | 17.03 | 16.99 | 16.95 | 16.91 | 16.84 | 16.45 | 15.76
Upper Boat 132 kV | Nantgarw 11kV | Nantgarw Primary | Primary | 11 | -3.2696 | 51.5628 | System Transformation | Headroom (MW) | N/A | 18.13 | 18 | 17.93 | 17.79 | 17.67 | 17.52 | 17.35 | 17.19 | 17.01 | 16.85 | 16.72 | 16.6 | 16.5 | 16.4 | 16.32 | 15.77 | 14.82 | 13.84
Upper Boat 132 kV | Nantgarw 11kV | Nantgarw Primary | Primary | 11 | -3.2696 | 51.5628 | WPD Best View | Headroom (MW) | N/A | 18.13 | 17.97 | 17.81 | 17.68 | 17.38 | 16.99 | 16.64 | 16.29 | 15.93 | 15.57 | 15.27 | 14.97 | 14.67 | 14.36 | 14.02 | 11.88 | 9.43 | 6.43
Upper Boat 132 kV | Pencoed 11kV | Pencoed Primary | Primary | 11 | -3.4899 | 51.521 | Consumer Transformation | Headroom (MW) | Thermal | 19.74 | 19.59 | 19.39 | 19.16 | 18.78 | 18.43 | 17.9 | 16.93 | 15.95 | 14.93 | 13.74 | 12.45 | 11.11 | 9.86 | 8.47 | 4.39 | -0.55 | -6.16
Upper Boat 132 kV | Pencoed 11kV | Pencoed Primary | Primary | 11 | -3.4899 | 51.521 | Leading the Way | Headroom (MW) | Thermal | 19.74 | 19.58 | 19.38 | 19.14 | 18.75 | 18.4 | 17.84 | 17.35 | 16.85 | 16.32 | 2.84 | 2.35 | 1.23 | 0.12 | -0.93 | -5.15 | -10.7 | -15.22
Upper Boat 132 kV | Pencoed 11kV | Pencoed Primary | Primary | 11 | -3.4899 | 51.521 | Steady Progression | Headroom (MW) | N/A | 19.74 | 19.63 | 19.56 | 19.47 | 19.4 | 19.31 | 19.2 | 19.02 | 18.81 | 18.46 | 18.19 | 17.87 | 17.27 | 16.7 | 16 | 14.95 | 13.68 | 12.13
Upper Boat 132 kV | Pencoed 11kV | Pencoed Primary | Primary | 11 | -3.4899 | 51.521 | System Transformation | Headroom (MW) | N/A | 19.74 | 19.62 | 19.5 | 19.35 | 19.18 | 19.01 | 18.79 | 18.26 | 17.49 | 16.76 | 15.8 | 14.74 | 13.64 | 12.67 | 11.57 | 9.48 | 6.41 | 2.89
Upper Boat 132 kV | Pencoed 11kV | Pencoed Primary | Primary | 11 | -3.4899 | 51.521 | WPD Best View | Headroom (MW) | Thermal | 19.74 | 19.62 | 19.48 | 19.32 | 19.1 | 18.87 | 18.51 | 18.12 | 17.72 | 17.24 | 3.79 | 3.31 | 2.4 | 1.51 | 0.63 | -1.83 | -4.98 | -7.82
Upper Boat 132 kV | Pontyclun 11kV | Pontyclun 132/11kV | Primary | 11 | -3.3992 | 51.529 | Consumer Transformation | Headroom (MW) | Fault level | -30.6321 | -30.7016 | -30.7933 | -30.9079 | -31.1692 | -31.4262 | -34.4945 | -37.3708 | -39.9208 | -41.6669 | -41.8872 | -42.1076 | -42.3218 | -42.5386 | -42.4545 | -44.0059 | -39.4653 | -37.2046
Upper Boat 132 kV | Pontyclun 11kV | Pontyclun 132/11kV | Primary | 11 | -3.3992 | 51.529 | Leading the Way | Headroom (MW) | Fault level | -38.0635 | -38.1533 | -38.2733 | -38.4218 | -38.7465 | -39.0659 | -40.4088 | -40.6505 | -40.8754 | -41.0985 | -41.3081 | -41.5187 | -41.7283 | -41.9437 | -41.5484 | -41.439 | 5.9436 | -76.2672
Upper Boat 132 kV | Pontyclun 11kV | Pontyclun 132/11kV | Primary | 11 | -3.3992 | 51.529 | Steady Progression | Headroom (MW) | Fault level | -19.4162 | -19.4268 | -19.4378 | -19.4479 | -19.455 | -19.4752 | -22.0413 | -24.5901 | -27.0644 | -29.3808 | -31.4216 | -33.1124 | -33.5063 | -34.1141 | -34.4483 | -34.4327 | -34.342 | -34.5103
Upper Boat 132 kV | Pontyclun 11kV | Pontyclun 132/11kV | Primary | 11 | -3.3992 | 51.529 | System Transformation | Headroom (MW) | Fault level | -25.7153 | -25.7474 | -25.7876 | -25.832 | -25.9031 | -25.99 | -28.42 | -30.6564 | -32.6704 | -33.9981 | -34.1026 | -34.4213 | -34.5219 | -34.6198 | -34.6337 | -35.6662 | 1.1371 | -35.5919
Upper Boat 132 kV | Pontyclun 11kV | Pontyclun 132/11kV | Primary | 11 | -3.3992 | 51.529 | WPD Best View | Headroom (MW) | Fault level | -26.5279 | -26.5905 | -26.6741 | -26.7776 | -27.0033 | -27.2253 | -28.1606 | -28.3285 | -28.4846 | -28.6395 | -28.785 | -28.9311 | -29.0766 | -29.2261 | -28.9501 | -28.872 | 4.1525 | -53.1414
Upper Boat 132 kV | Talbot Green 11kV | Talbot Green Primary | Primary | 11 | -3.3891 | 51.5497 | Consumer Transformation | Headroom (MW) | N/A | 18.72 | 18.59 | 16.43 | 16.28 | 16.02 | 15.74 | 15.4 | 14.97 | 14.6 | 14.27 | 14.01 | 13.76 | 13.5 | 13.24 | 12.97 | 11.1 | 8.79 | 6.29
Upper Boat 132 kV | Talbot Green 11kV | Talbot Green Primary | Primary | 11 | -3.3891 | 51.5497 | Leading the Way | Headroom (MW) | Thermal | 18.72 | 18.59 | 18.46 | 16.27 | 15.18 | 14.89 | 14.52 | 14.17 | 13.86 | 13.53 | 13.26 | 6.53 | 6.29 | 6.03 | 5.75 | 3.84 | 1.38 | -1.74
Upper Boat 132 kV | Talbot Green 11kV | Talbot Green Primary | Primary | 11 | -3.3891 | 51.5497 | Steady Progression | Headroom (MW) | N/A | 18.4933 | 18.4907 | 18.4885 | 18.4863 | 16.0818 | 14.0685 | 13.8298 | 13.5913 | 13.3448 | 13.0386 | 12.8346 | 12.6602 | 12.5976 | 12.5214 | 12.4707 | 12.3525 | 12.14 | 11.63
Upper Boat 132 kV | Talbot Green 11kV | Talbot Green Primary | Primary | 11 | -3.3891 | 51.5497 | System Transformation | Headroom (MW) | N/A | 18.72 | 18.62 | 18.53 | 18.43 | 16.29 | 16.14 | 15.99 | 15.84 | 15.62 | 15.46 | 15.32 | 15.21 | 15.11 | 15.01 | 14.94 | 14.46 | 13.45 | 12.41
Upper Boat 132 kV | Talbot Green 11kV | Talbot Green Primary | Primary | 11 | -3.3891 | 51.5497 | WPD Best View | Headroom (MW) | Thermal | 18.72 | 18.59 | 18.46 | 16.27 | 15.18 | 14.89 | 14.52 | 14.17 | 13.86 | 13.53 | 13.26 | 6.53 | 6.29 | 6.03 | 5.75 | 3.84 | 1.38 | -1.74
Upper Boat 132 kV | Upper boat 11kV | Upper Boat Primary | Primary | 11 | -3.2975 | 51.5755 | Consumer Transformation | Headroom (MW) | Thermal | 15.5495 | 15.4689 | 15.3626 | 15.209 | 14.8359 | 14.33 | 13.63 | 12.62 | 11.6 | 10.55 | 9.43 | 8.25 | 7.02 | 5.84 | 4.57 | -1.16 | -7.37 | -14.37
Upper Boat 132 kV | Upper boat 11kV | Upper Boat Primary | Primary | 11 | -3.2975 | 51.5755 | Leading the Way | Headroom (MW) | Thermal | 16.27 | 16 | 15.77 | 15.48 | 14.9 | 14.21 | 13.43 | 12.69 | 11.96 | 11.2 | 10.54 | 9.85 | 8.67 | 7.5 | 6.35 | -0.59 | -7.49 | -14.51
Upper Boat 132 kV | Upper boat 11kV | Upper Boat Primary | Primary | 11 | -3.2975 | 51.5755 | Steady Progression | Headroom (MW) | N/A | 9.8561 | 9.8504 | 9.8442 | 9.8349 | 9.8239 | 9.7958 | 9.7627 | 9.6936 | 9.6058 | 9.4221 | 9.2999 | 9.1564 | 8.9001 | 8.6524 | 8.3565 | 7.7842 | 7.2259 | 6.6658
Upper Boat 132 kV | Upper boat 11kV | Upper Boat Primary | Primary | 11 | -3.2975 | 51.5755 | System Transformation | Headroom (MW) | Thermal | 13.0536 | 13.0239 | 12.9848 | 12.9306 | 12.8267 | 12.7019 | 12.5503 | 12.2365 | 11.7586 | 11.3034 | 10.7344 | 10.1107 | 9.4582 | 8.8581 | 8.2085 | 6.11 | 2.92 | -0.66
Upper Boat 132 kV | Upper boat 11kV | Upper Boat Primary | Primary | 11 | -3.2975 | 51.5755 | WPD Best View | Headroom (MW) | Thermal | 13.4661 | 13.3957 | 13.3025 | 13.1659 | 12.8385 | 12.516 | 12.0514 | 11.6058 | 11.1689 | 10.6741 | 10.2097 | 9.7377 | 8.67 | 7.49 | 6.34 | -0.59 | -7.5 | -14.52
Uskmouth 132 kV | Cwmbran 11kV | Cwmbran Primary | Primary | 11 | -3.0254 | 51.6531 | Consumer Transformation | Headroom (MW) | Thermal | 19.58 | 19.32 | 19.07 | 18.79 | 18.16 | 17.49 | 16.84 | 16.18 | 15.53 | 14.91 | 14.38 | 13.87 | 13.35 | 12.81 | 12.25 | 8.35 | 3.63 | -1.53
Uskmouth 132 kV | Cwmbran 11kV | Cwmbran Primary | Primary | 11 | -3.0254 | 51.6531 | Leading the Way | Headroom (MW) | Thermal | 19.58 | 19.31 | 19.06 | 18.76 | 18.11 | 17.37 | 16.66 | 15.96 | 15.26 | 14.57 | 13.99 | 13.42 | 12.84 | 12.22 | 11.55 | 7.35 | 2.2 | -4.32
Uskmouth 132 kV | Cwmbran 11kV | Cwmbran Primary | Primary | 11 | -3.0254 | 51.6531 | Steady Progression | Headroom (MW) | N/A | 19.58 | 19.42 | 19.33 | 19.23 | 19.14 | 18.94 | 18.74 | 18.53 | 18.32 | 18.09 | 17.96 | 17.85 | 17.75 | 17.66 | 17.58 | 17.33 | 16.69 | 15.48
Uskmouth 132 kV | Cwmbran 11kV | Cwmbran Primary | Primary | 11 | -3.0254 | 51.6531 | System Transformation | Headroom (MW) | N/A | 19.58 | 19.38 | 19.23 | 19.06 | 18.81 | 18.5 | 18.17 | 17.84 | 17.49 | 17.16 | 16.9 | 16.67 | 16.45 | 16.25 | 16.06 | 14.96 | 12.83 | 10.71
Uskmouth 132 kV | Cwmbran 11kV | Cwmbran Primary | Primary | 11 | -3.0254 | 51.6531 | WPD Best View | Headroom (MW) | Thermal | 19.58 | 19.31 | 19.06 | 18.76 | 18.11 | 17.37 | 16.66 | 15.96 | 15.26 | 14.57 | 13.99 | 13.42 | 12.84 | 12.22 | 11.55 | 7.35 | 2.2 | -4.32
Uskmouth 132 kV | Llantarnam 11kV | Llantarnam Primary | Primary | 11 | -3.0169 | 51.6294 | Consumer Transformation | Headroom (MW) | Thermal | 10.52 | 10.14 | 9.8 | 9.4 | 8.6 | 7.78 | 3.9 | 2.91 | 1.9 | 0.85 | -0.2 | -1.29 | -2.35 | -3.4 | -4.56 | -10.63 | -20.14 | -28.17
Uskmouth 132 kV | Llantarnam 11kV | Llantarnam Primary | Primary | 11 | -3.0169 | 51.6294 | Leading the Way | Headroom (MW) | Thermal | 10.52 | 10.12 | 9.77 | 9.35 | 5.48 | 4.59 | 3.67 | 2.76 | 1.87 | 0.96 | 0.13 | -0.69 | -1.76 | -2.87 | -4.06 | -10.77 | -23.49 | -32.73
Uskmouth 132 kV | Llantarnam 11kV | Llantarnam Primary | Primary | 11 | -3.0169 | 51.6294 | Steady Progression | Headroom (MW) | N/A | 10.52 | 10.29 | 10.16 | 10.03 | 9.91 | 9.65 | 9.37 | 9.03 | 5.67 | 5.32 | 5.1 | 4.87 | 4.53 | 4.21 | 3.84 | 3.42 | 2.28 | 0.16
Uskmouth 132 kV | Llantarnam 11kV | Llantarnam Primary | Primary | 11 | -3.0169 | 51.6294 | System Transformation | Headroom (MW) | Thermal | 10.52 | 10.23 | 10.02 | 9.79 | 9.46 | 9.12 | 5.66 | 5.07 | 4.42 | 3.76 | 3.07 | 2.35 | 1.67 | 1.06 | 0.4 | -1.6 | -7.46 | -11.22
Uskmouth 132 kV | Llantarnam 11kV | Llantarnam Primary | Primary | 11 | -3.0169 | 51.6294 | WPD Best View | Headroom (MW) | Thermal | 10.52 | 10.23 | 10 | 9.76 | 6.3 | 5.77 | 5.2 | 4.61 | 4.02 | 3.37 | 2.79 | 2.22 | 1.41 | 0.62 | -0.19 | -3.72 | -10.11 | -15.22
Uskmouth 132 kV | Magor 11kV | Magor Primary | Primary | 11 | -2.8448 | 51.5801 | Consumer Transformation | Headroom (MW) | Fault level | -18.8542 | -18.8973 | -18.9571 | -19.0356 | -19.203 | -19.3753 | -19.5671 | -19.9395 | -20.3648 | -20.8449 | -21.4139 | -22.0386 | -22.6882 | -23.2858 | -23.9743 | -29.4344 | -36.1905 | -38.0756
Uskmouth 132 kV | Magor 11kV | Magor Primary | Primary | 11 | -2.8448 | 51.5801 | Leading the Way | Headroom (MW) | Fault level | -23.4283 | -23.4827 | -23.5596 | -23.6606 | -23.8721 | -24.0949 | -24.3401 | -24.612 | -24.8995 | -25.2069 | -25.4573 | -25.7068 | -26.3699 | -26.9906 | -27.6131 | -34.435 | -44.0381 | -45.2805
Uskmouth 132 kV | Magor 11kV | Magor Primary | Primary | 11 | -2.8448 | 51.5801 | Steady Progression | Headroom (MW) | Fault level | -11.9508 | -11.9561 | -11.9622 | -11.9684 | -11.9755 | -11.9918 | -12.0116 | -12.0627 | -12.1142 | -12.1789 | -12.26 | -12.3551 | -12.5458 | -12.7312 | -12.9646 | -13.3491 | -13.7146 | -14.0802
Uskmouth 132 kV | Magor 11kV | Magor Primary | Primary | 11 | -2.8448 | 51.5801 | System Transformation | Headroom (MW) | Fault level | -15.8279 | -15.846 | -15.8711 | -15.9008 | -15.9516 | -16.0152 | -16.0986 | -16.3307 | -16.6119 | -16.9286 | -17.3276 | -17.7738 | -18.2404 | -18.6621 | -19.1614 | -21.7286 | -25.1786 | -26.3925
Uskmouth 132 kV | Magor 11kV | Magor Primary | Primary | 11 | -2.8448 | 51.5801 | WPD Best View | Headroom (MW) | Fault level | -16.3281 | -16.3353 | -16.3437 | -16.3522 | -16.3618 | -16.3841 | -16.4111 | -16.4809 | -16.5513 | -16.6398 | -16.7505 | -16.8805 | -17.141 | -17.3943 | -17.7133 | -18.2386 | -18.738 | -19.2374
Uskmouth 132 kV | Newport East A 11kV | Newport East Primary | Primary | 11 | -2.9852 | 51.5862 | Consumer Transformation | Headroom (MW) | Fault level | 8.5948 | 8.4356 | 8.2189 | 7.9319 | 7.1238 | 6.3067 | 5.4862 | 4.6607 | 3.8582 | 3.0772 | 2.2261 | 1.3701 | 0.50503 | -0.36348 | -1.2403 | -5.667 | -10.2549 | -17.77
Uskmouth 132 kV | Newport East A 11kV | Newport East Primary | Primary | 11 | -2.9852 | 51.5862 | Leading the Way | Headroom (MW) | Fault level | 10.6799 | 10.4822 | 10.2085 | 9.8467 | 8.8348 | 7.8031 | 6.7696 | 5.7163 | 4.7027 | 3.7305 | 2.6634 | 1.5876 | 0.49719 | -0.59499 | -1.6967 | -7.3656 | -13.1934 | -22.43
Uskmouth 132 kV | Newport East A 11kV | Newport East Primary | Primary | 11 | -2.9852 | 51.5862 | Steady Progression | Headroom (MW) | N/A | 5.4478 | 5.4364 | 5.4218 | 5.4073 | 5.3848 | 5.3205 | 5.2465 | 5.162 | 5.0801 | 4.9801 | 4.8801 | 4.7801 | 4.6797 | 4.5789 | 4.4776 | 3.9627 | 3.447 | 2.9335
Uskmouth 132 kV | Newport East A 11kV | Newport East Primary | Primary | 11 | -2.9852 | 51.5862 | System Transformation | Headroom (MW) | Fault level | 7.2152 | 7.1563 | 7.0746 | 6.9772 | 6.7544 | 6.4744 | 6.1396 | 5.8025 | 5.4782 | 5.1644 | 4.8208 | 4.4749 | 4.1244 | 3.7721 | 3.4139 | 1.6302 | -0.16398 | -1.9605
Uskmouth 132 kV | Newport East A 11kV | Newport East Primary | Primary | 11 | -2.9852 | 51.5862 | WPD Best View | Headroom (MW) | N/A | 7.4432 | 7.4276 | 7.4077 | 7.3878 | 7.3572 | 7.2693 | 7.1682 | 7.0527 | 6.9408 | 6.8042 | 6.6676 | 6.531 | 6.3938 | 6.256 | 6.1176 | 5.4142 | 4.7096 | 4.008
Uskmouth 132 kV | Newport South 11kV | Newport South Primary | Primary | 11 | -2.9682 | 51.5666 | Consumer Transformation | Headroom (MW) | N/A | 18.46 | 18.33 | 18.34 | 18.35 | 18.36 | 18.17 | 17.96 | 17.76 | 17.53 | 17.27 | 17.02 | 16.77 | 16.52 | 16.26 | 16.01 | 12.34 | 10.34 | 8.17
Uskmouth 132 kV | Newport South 11kV | Newport South Primary | Primary | 11 | -2.9682 | 51.5666 | Leading the Way | Headroom (MW) | N/A | 18.46 | 18.33 | 18.36 | 18.39 | 18.42 | 18.18 | 17.92 | 17.67 | 17.37 | 17.02 | 16.69 | 16.36 | 16.02 | 15.68 | 15.34 | 11.29 | 9.09 | 6.69
Uskmouth 132 kV | Newport South 11kV | Newport South Primary | Primary | 11 | -2.9682 | 51.5666 | Steady Progression | Headroom (MW) | N/A | 18.46 | 18.33 | 18.33 | 18.33 | 18.33 | 18.13 | 17.93 | 17.73 | 17.52 | 17.3 | 17.27 | 17.22 | 17.16 | 17.11 | 17.05 | 16.77 | 15.83 | 14.62
Uskmouth 132 kV | Newport South 11kV | Newport South Primary | Primary | 11 | -2.9682 | 51.5666 | System Transformation | Headroom (MW) | N/A | 18.46 | 18.33 | 18.35 | 18.35 | 18.37 | 18.37 | 18.38 | 18.32 | 18.22 | 18.13 | 18.03 | 17.92 | 17.82 | 17.73 | 17.63 | 15.98 | 15.17 | 14.33
Uskmouth 132 kV | Newport South 11kV | Newport South Primary | Primary | 11 | -2.9682 | 51.5666 | WPD Best View | Headroom (MW) | N/A | 18.46 | 18.33 | 18.33 | 18.33 | 18.33 | 18.13 | 17.93 | 17.73 | 17.52 | 17.3 | 17.27 | 17.22 | 17.16 | 17.11 | 17.05 | 16.77 | 15.83 | 14.62
Uskmouth 132 kV | Newport South 33kV | Ringland Newport | Primary | 11 | -2.9437 | 51.587 | Consumer Transformation | Headroom (MW) | N/A | 24.37 | 24.1 | 23.91 | 23.66 | 23.24 | 22.82 | 22.39 | 21.92 | 21.44 | 20.96 | 20.3 | 19.61 | 18.88 | 18.14 | 17.31 | 13.43 | 9.83 | 5.86
Uskmouth 132 kV | Newport South 33kV | Ringland Newport | Primary | 11 | -2.9437 | 51.587 | Leading the Way | Headroom (MW) | N/A | 24.37 | 24.1 | 23.89 | 23.64 | 23.19 | 22.76 | 22.31 | 21.86 | 21.41 | 20.95 | 20.48 | 19.97 | 19.24 | 18.49 | 17.69 | 13.05 | 9.03 | 4.79
Uskmouth 132 kV | Newport South 33kV | Ringland Newport | Primary | 11 | -2.9437 | 51.587 | Steady Progression | Headroom (MW) | N/A | 24.37 | 24.18 | 24.1 | 24.02 | 23.94 | 23.84 | 23.73 | 23.61 | 23.49 | 23.37 | 23.21 | 23.04 | 22.78 | 22.53 | 22.23 | 21.6 | 20.89 | 19.83
Uskmouth 132 kV | Newport South 33kV | Ringland Newport | Primary | 11 | -2.9437 | 51.587 | System Transformation | Headroom (MW) | N/A | 24.37 | 24.15 | 24.03 | 23.88 | 23.69 | 23.48 | 23.23 | 22.95 | 22.65 | 22.34 | 21.86 | 21.35 | 20.81 | 20.31 | 19.75 | 17.64 | 15.55 | 13.32
Uskmouth 132 kV | Newport South 33kV | Ringland Newport | Primary | 11 | -2.9437 | 51.587 | WPD Best View | Headroom (MW) | N/A | 24.37 | 24.18 | 24.1 | 24.02 | 23.94 | 23.84 | 23.73 | 23.61 | 23.49 | 23.37 | 23.21 | 23.04 | 22.78 | 22.53 | 22.23 | 21.6 | 20.89 | 19.83
Uskmouth 132 kV | Newport West 1/2 11kV | Newport West Primary | Primary | 11 | -3.0054 | 51.5669 | Consumer Transformation | Headroom (MW) | Fault level | -30.9614 | -31.0621 | -31.9718 | -32.1184 | -32.4804 | -32.8501 | -33.2002 | -34.9331 | -35.2736 | -35.6133 | -35.9851 | -36.3582 | -36.7292 | -37.1009 | -37.4699 | -45.1307 | -47.0023 | -48.9704
Uskmouth 132 kV | Newport West 1/2 11kV | Newport West Primary | Primary | 11 | -3.0054 | 51.5669 | Leading the Way | Headroom (MW) | Fault level | -38.4727 | -38.5996 | -39.7361 | -39.926 | -40.3836 | -40.8567 | -41.2971 | -41.7236 | -43.8725 | -44.293 | -44.7497 | -45.2099 | -45.6692 | -46.1285 | -46.5904 | -56.1283 | -58.0008 | -60.0937
Uskmouth 132 kV | Newport West 1/2 11kV | Newport West Primary | Primary | 11 | -3.0054 | 51.5669 | Steady Progression | Headroom (MW) | Fault level | -19.6249 | -19.6483 | -19.6597 | -19.9883 | -20.1456 | -20.1773 | -20.209 | -20.2438 | -20.2786 | -20.3227 | -20.3667 | -21.2911 | -21.3347 | -21.3783 | -21.421 | -21.6011 | -21.8111 | -22.0306
Uskmouth 132 kV | Newport West 1/2 11kV | Newport West Primary | Primary | 11 | -3.0054 | 51.5669 | System Transformation | Headroom (MW) | Fault level | -25.9917 | -26.0431 | -26.0892 | -26.8149 | -26.9187 | -27.0494 | -27.1923 | -28.4977 | -28.6354 | -28.7724 | -28.9229 | -29.0746 | -29.2245 | -29.375 | -29.5237 | -32.6944 | -33.3642 | -34.116
Uskmouth 132 kV | Newport West 1/2 11kV | Newport West Primary | Primary | 11 | -3.0054 | 51.5669 | WPD Best View | Headroom (MW) | Fault level | -26.8131 | -26.845 | -26.8606 | -27.3095 | -27.5245 | -27.5678 | -27.6111 | -27.6587 | -27.7062 | -27.7664 | -27.8265 | -29.0896 | -29.1491 | -29.2087 | -29.2671 | -29.5131 | -29.8 | -30.1
Uskmouth 132 kV | Panteg 11kV | Panteg Primary | Primary | 11 | -3.0161 | 51.6804 | Consumer Transformation | Headroom (MW) | N/A | 20.77 | 20.59 | 20.47 | 20.34 | 20.18 | 19.99 | 19.53 | 18.94 | 18.41 | 17.92 | 17.45 | 17 | 16.54 | 16.06 | 15.57 | 12.27 | 8.2 | 3.63
Uskmouth 132 kV | Panteg 11kV | Panteg Primary | Primary | 11 | -3.0161 | 51.6804 | Leading the Way | Headroom (MW) | N/A | 20.77 | 20.59 | 20.45 | 20.31 | 20.14 | 19.9 | 19.39 | 18.79 | 18.26 | 17.76 | 17.26 | 16.78 | 16.3 | 15.79 | 15.35 | 11.64 | 7.11 | 1.39
Uskmouth 132 kV | Panteg 11kV | Panteg Primary | Primary | 11 | -3.0161 | 51.6804 | Steady Progression | Headroom (MW) | N/A | 13.5551 | 13.548 | 13.5419 | 13.5335 | 13.5234 | 13.4961 | 13.48 | 13.4338 | 13.3886 | 13.3218 | 13.2677 | 13.2164 | 13.1674 | 13.1184 | 13.0702 | 12.8594 | 12.6428 | 12.4052
Uskmouth 132 kV | Panteg 11kV | Panteg Primary | Primary | 11 | -3.0161 | 51.6804 | System Transformation | Headroom (MW) | N/A | 17.9527 | 17.9224 | 17.8862 | 17.8378 | 17.7398 | 17.6196 | 17.4643 | 17.3099 | 17.1516 | 17.0112 | 16.8613 | 16.7104 | 16.5581 | 16.4046 | 16.2964 | 15.6047 | 14.9125 | 13.94
Uskmouth 132 kV | Panteg 11kV | Panteg Primary | Primary | 11 | -3.0161 | 51.6804 | WPD Best View | Headroom (MW) | N/A | 18.52 | 18.4526 | 18.3678 | 18.2456 | 17.9381 | 17.63 | 17.2932 | 16.9603 | 16.6549 | 16.3651 | 16.0595 | 15.7704 | 15.5033 | 15.2452 | 15.1555 | 11.62 | 7.05 | 1.29
Uskmouth 132 kV | Pontypool North 11kV | Pontypool North Primary | Primary | 11 | -3.0031 | 51.7142 | Consumer Transformation | Headroom (MW) | N/A | 6.68 | 6.62 | 6.57 | 6.51 | 6.34 | 6.17 | 5.95 | 5.76 | 5.53 | 5.34 | 5.2 | 5.06 | 4.92 | 4.77 | 4.63 | 3.51 | 1.83 | 0.77
Uskmouth 132 kV | Pontypool North 11kV | Pontypool North Primary | Primary | 11 | -3.0031 | 51.7142 | Leading the Way | Headroom (MW) | Thermal | 6.68 | 6.62 | 6.57 | 6.5 | 6.33 | 6.14 | 5.88 | 5.66 | 5.37 | 5.16 | 5.01 | 4.85 | 4.7 | 4.55 | 4.39 | 3.45 | 0.99 | -0.3
Uskmouth 132 kV | Pontypool North 11kV | Pontypool North Primary | Primary | 11 | -3.0031 | 51.7142 | Steady Progression | Headroom (MW) | N/A | 6.68 | 6.64 | 6.62 | 6.6 | 6.58 | 6.56 | 6.51 | 6.48 | 6.44 | 6.41 | 6.39 | 6.36 | 6.34 | 6.31 | 6.3 | 6.26 | 6.13 | 5.89
Uskmouth 132 kV | Pontypool North 11kV | Pontypool North Primary | Primary | 11 | -3.0031 | 51.7142 | System Transformation | Headroom (MW) | N/A | 6.68 | 6.63 | 6.6 | 6.56 | 6.5 | 6.42 | 6.3 | 6.21 | 6.08 | 5.99 | 5.92 | 5.85 | 5.78 | 5.71 | 5.66 | 5.38 | 4.23 | 3.74
Uskmouth 132 kV | Pontypool North 11kV | Pontypool North Primary | Primary | 11 | -3.0031 | 51.7142 | WPD Best View | Headroom (MW) | N/A | 6.68 | 6.63 | 6.59 | 6.55 | 6.44 | 6.31 | 6.12 | 5.95 | 5.73 | 5.57 | 5.46 | 5.35 | 5.24 | 5.13 | 5.03 | 4.48 | 2.46 | 1.68
Uskmouth 132 kV | Sudbrook 33kV | Caldicot | Primary | 11 | -2.7543 | 51.589 | Consumer Transformation | Headroom (MW) | Thermal | 5.96 | 5.86 | 5.77 | 5.65 | 5.37 | 5.09 | 4.84 | 4.38 | 3.89 | 3.37 | 2.78 | 2.14 | 1.48 | 0.87 | 0.15 | -2.36 | -5.24 | -8.57
Uskmouth 132 kV | Sudbrook 33kV | Caldicot | Primary | 11 | -2.7543 | 51.589 | Leading the Way | Headroom (MW) | Thermal | 5.96 | 5.85 | 5.76 | 5.63 | 5.34 | 5.05 | 4.77 | 4.5 | 4.25 | 4 | 3.79 | 3.57 | 3 | 2.45 | 1.86 | -0.89 | -4.2 | -7.28
Uskmouth 132 kV | Sudbrook 33kV | Caldicot | Primary | 11 | -2.7543 | 51.589 | Steady Progression | Headroom (MW) | N/A | 5.96 | 5.91 | 5.89 | 5.87 | 5.84 | 5.8 | 5.75 | 5.65 | 5.55 | 5.43 | 5.3 | 5.15 | 4.85 | 4.57 | 4.22 | 3.83 | 3.24 | 2.39
Uskmouth 132 kV | Sudbrook 33kV | Caldicot | Primary | 11 | -2.7543 | 51.589 | System Transformation | Headroom (MW) | Thermal | 5.96 | 5.89 | 5.85 | 5.79 | 5.69 | 5.56 | 5.43 | 5.09 | 4.7 | 4.28 | 3.8 | 3.26 | 2.71 | 2.23 | 1.67 | 0.54 | -1.21 | -3.22
Uskmouth 132 kV | Sudbrook 33kV | Caldicot | Primary | 11 | -2.7543 | 51.589 | WPD Best View | Headroom (MW) | N/A | 5.96 | 5.91 | 5.89 | 5.87 | 5.84 | 5.8 | 5.75 | 5.65 | 5.55 | 5.43 | 5.3 | 5.15 | 4.85 | 4.57 | 4.22 | 3.83 | 3.24 | 2.39
Uskmouth 132 kV | Sudbrook 33kV | Chepstow | Primary | 11 | -2.6727 | 51.6419 | Consumer Transformation | Headroom (MW) | Thermal | 0.37 | 0.19 | 0.02 | -0.17 | -0.63 | -1.05 | -1.45 | -1.84 | -2.21 | -2.56 | -2.86 | -3.16 | -3.45 | -3.76 | -4.07 | -7.56 | -11.36 | -14.58
Uskmouth 132 kV | Sudbrook 33kV | Chepstow | Primary | 11 | -2.6727 | 51.6419 | Leading the Way | Headroom (MW) | Thermal | 0.37 | 0.18 | 0.01 | -0.19 | -0.66 | -1.11 | -1.54 | -1.95 | -2.34 | -2.7 | -3.03 | -3.35 | -3.68 | -4.03 | -4.42 | -9.24 | -14.21 | -18.44
Uskmouth 132 kV | Sudbrook 33kV | Chepstow | Primary | 11 | -2.6727 | 51.6419 | Steady Progression | Headroom (MW) | Thermal | 0.37 | 0.28 | 0.23 | 0.2 | 0.15 | 0.08 | 0.01 | -0.07 | -0.15 | -0.22 | -0.29 | -0.34 | -0.38 | -0.41 | -0.43 | -0.35 | -0.57 | -1.2
Uskmouth 132 kV | Sudbrook 33kV | Chepstow | Primary | 11 | -2.6727 | 51.6419 | System Transformation | Headroom (MW) | Thermal | 0.37 | 0.25 | 0.15 | 0.06 | -0.11 | -0.3 | -0.51 | -0.71 | -0.9 | -1.08 | -1.23 | -1.37 | -1.49 | -1.6 | -1.69 | -3.32 | -5.5 | -6.81
Uskmouth 132 kV | Sudbrook 33kV | Chepstow | Primary | 11 | -2.6727 | 51.6419 | WPD Best View | Headroom (MW) | Thermal | 0.37 | 0.28 | 0.23 | 0.2 | 0.15 | 0.08 | 0.01 | -0.07 | -0.15 | -0.22 | -0.29 | -0.34 | -0.38 | -0.41 | -0.43 | -0.35 | -0.57 | -1.2
Uskmouth 132 kV | Sudbrook 33kV | Newhouse Primary S/S | Primary | 11 | -2.6687 | 51.6213 | Consumer Transformation | Headroom (MW) | Thermal | 5.69 | 5.64 | 5.59 | 5.59 | 5.38 | 5.28 | 4.9 | 4.36 | 3.8 | 3.22 | 2.63 | 2.1 | 1.55 | 1 | 0.23 | -1.43 | -2.73 | -4.18
Uskmouth 132 kV | Sudbrook 33kV | Newhouse Primary S/S | Primary | 11 | -2.6687 | 51.6213 | Leading the Way | Headroom (MW) | Thermal | 5.69 | 5.63 | 5.59 | 5.6 | 5.5 | 5.26 | 4.86 | 4.33 | 3.78 | 3.14 | 2.49 | 1.87 | 1.25 | 0.72 | 0.12 | -1.84 | -3.99 | -6.32
Uskmouth 132 kV | Sudbrook 33kV | Newhouse Primary S/S | Primary | 11 | -2.6687 | 51.6213 | Steady Progression | Headroom (MW) | N/A | 5.69 | 5.65 | 5.63 | 5.66 | 5.62 | 5.58 | 5.51 | 5.42 | 5.33 | 5.26 | 5.17 | 5.14 | 5.11 | 5.08 | 5.04 | 4.91 | 4.73 | 4.48
Uskmouth 132 kV | Sudbrook 33kV | Newhouse Primary S/S | Primary | 11 | -2.6687 | 51.6213 | System Transformation | Headroom (MW) | N/A | 5.69 | 5.65 | 5.62 | 5.64 | 5.52 | 5.4 | 5.35 | 5.05 | 4.77 | 4.44 | 4.13 | 3.92 | 3.76 | 3.56 | 3.14 | 2.64 | 2.08 | 1.55
Uskmouth 132 kV | Sudbrook 33kV | Newhouse Primary S/S | Primary | 11 | -2.6687 | 51.6213 | WPD Best View | Headroom (MW) | N/A | 5.69 | 5.65 | 5.63 | 5.66 | 5.62 | 5.58 | 5.51 | 5.42 | 5.33 | 5.26 | 5.17 | 5.14 | 5.11 | 5.08 | 5.04 | 4.91 | 4.73 | 4.48
Uskmouth 132 kV | Sudbrook 33kV | St Arvans | Primary | 11 | -2.7145 | 51.6781 | Consumer Transformation | Headroom (MW) | Thermal | 2.4 | 2.36 | 2.21 | 2.04 | 1.78 | 1.5 | -2.79 | -10.74 | -16.35 | -21.48 | -25.82 | -29.89 | -33.81 | -38.08 | -42.73 | -66.03 | -83.02 | -100.41
Uskmouth 132 kV | Sudbrook 33kV | St Arvans | Primary | 11 | -2.7145 | 51.6781 | Leading the Way | Headroom (MW) | Thermal | 2.4 | 2.36 | 2.29 | 2.21 | 2.07 | 1.88 | -2.66 | -6.35 | -9.03 | -13.24 | -16.19 | -18.91 | -21.85 | -25.05 | -28.51 | -45.55 | -58.35 | -71.69
Uskmouth 132 kV | Sudbrook 33kV | St Arvans | Primary | 11 | -2.7145 | 51.6781 | Steady Progression | Headroom (MW) | Thermal | 2.4 | 2.38 | 2.36 | 2.34 | 2.32 | 2.29 | 2.25 | 2.22 | 1.52 | -2.46 | -3.01 | -3.68 | -4.6 | -5.1 | -5.46 | -6.34 | -7.16 | -7.91
Uskmouth 132 kV | Sudbrook 33kV | St Arvans | Primary | 11 | -2.7145 | 51.6781 | System Transformation | Headroom (MW) | Thermal | 2.4 | 2.37 | 2.34 | 2.3 | 2.24 | 2.16 | 2.07 | 1.96 | -1.51 | -3.02 | -4.46 | -5.67 | -6.72 | -7.45 | -8.21 | -12.22 | -15.87 | -19.85
Uskmouth 132 kV | Sudbrook 33kV | St Arvans | Primary | 11 | -2.7145 | 51.6781 | WPD Best View | Headroom (MW) | Thermal | 2.4 | 2.38 | 2.36 | 2.34 | 2.32 | 2.29 | 2.25 | 2.22 | 1.52 | -2.46 | -3.01 | -3.68 | -4.6 | -5.1 | -5.46 | -6.34 | -7.16 | -7.91
Uskmouth 132 kV | Sudbrook 33kV | Sudbrook Primary | Primary | 11 | -2.7118 | 51.5863 | Consumer Transformation | Headroom (MW) | N/A | 10.16 | 10.1 | 10.07 | 10.03 | 9.94 | 9.84 | 9.73 | 9.61 | 9.49 | 9.37 | 9.27 | 9.18 | 9.08 | 8.98 | 8.88 | 8.25 | 7.01 | 6.51
Uskmouth 132 kV | Sudbrook 33kV | Sudbrook Primary | Primary | 11 | -2.7118 | 51.5863 | Leading the Way | Headroom (MW) | N/A | 10.16 | 10.1 | 10.08 | 10.03 | 9.94 | 9.82 | 9.69 | 9.55 | 9.41 | 9.26 | 9.15 | 9.05 | 8.94 | 8.83 | 8.71 | 8.18 | 6.19 | 5.6
Uskmouth 132 kV | Sudbrook 33kV | Sudbrook Primary | Primary | 11 | -2.7118 | 51.5863 | Steady Progression | Headroom (MW) | N/A | 10.16 | 10.11 | 10.09 | 10.06 | 10.03 | 9.99 | 9.95 | 9.91 | 9.86 | 9.82 | 9.78 | 9.74 | 9.71 | 9.67 | 9.64 | 9.5 | 9.35 | 9.18
Uskmouth 132 kV | Sudbrook 33kV | Sudbrook Primary | Primary | 11 | -2.7118 | 51.5863 | System Transformation | Headroom (MW) | N/A | 10.16 | 10.1 | 10.09 | 10.05 | 10 | 9.94 | 9.87 | 9.79 | 9.72 | 9.63 | 9.57 | 9.51 | 9.45 | 9.39 | 9.33 | 9.08 | 8.06 | 7.79
Uskmouth 132 kV | Sudbrook 33kV | Sudbrook Primary | Primary | 11 | -2.7118 | 51.5863 | WPD Best View | Headroom (MW) | N/A | 10.16 | 10.11 | 10.09 | 10.06 | 10.03 | 9.99 | 9.95 | 9.91 | 9.86 | 9.82 | 9.78 | 9.74 | 9.71 | 9.67 | 9.64 | 9.5 | 9.35 | 9.18
Pyle 132 kV | Bridgend 33kV | Bridgend 33kV | Bulk Supply Point | 33 | -3.5781 | 51.5183 | Consumer Transformation | Headroom (MW) | Thermal | 35.33 | 34.88 | 34.41 | 33.89 | 32.96 | 31.51 | 25.91 | 14.89 | 7.03 | -0.4 | -7.84 | -15.07 | -22.2 | -29.6 | -37.79 | -76.43 | -113.65 | -152.81
Pyle 132 kV | Bridgend 33kV | Bridgend 33kV | Bulk Supply Point | 33 | -3.5781 | 51.5183 | Leading the Way | Headroom (MW) | Thermal | 35.33 | 34.86 | 34.48 | 34.03 | 33.19 | 30.9 | 24.98 | 19.89 | 15.88 | 10.24 | 5.51 | 1.07 | -4.58 | -10.5 | -16.87 | -48.13 | -79.93 | -112.72
Pyle 132 kV | Bridgend 33kV | Bridgend 33kV | Bulk Supply Point | 33 | -3.5781 | 51.5183 | Steady Progression | Headroom (MW) | N/A | 35.33 | 34.97 | 34.74 | 34.53 | 34.31 | 34.02 | 33.8 | 33.44 | 32.34 | 27.05 | 25.89 | 24.52 | 22.44 | 20.93 | 19.41 | 16.47 | 13.01 | 9.07
Pyle 132 kV | Bridgend 33kV | Bridgend 33kV | Bulk Supply Point | 33 | -3.5781 | 51.5183 | System Transformation | Headroom (MW) | Thermal | 35.33 | 34.94 | 34.65 | 34.36 | 33.98 | 33.52 | 33.12 | 31.1 | 26.06 | 22.99 | 19.69 | 16.54 | 13.55 | 11.2 | 8.57 | -0.48 | -12.16 | -25
Pyle 132 kV | Bridgend 33kV | Bridgend 33kV | Bulk Supply Point | 33 | -3.5781 | 51.5183 | WPD Best View | Headroom (MW) | N/A | 35.33 | 34.97 | 34.74 | 34.53 | 34.31 | 34.02 | 33.8 | 33.44 | 32.34 | 27.05 | 25.89 | 24.52 | 22.44 | 20.93 | 19.41 | 16.47 | 13.01 | 9.07
Swansea North 132 kV | Briton Ferry 33kV | Briton Ferry 33kV | Bulk Supply Point | 33 | -3.8216 | 51.6249 | Consumer Transformation | Headroom (MW) | Thermal | 55.69 | 55.22 | 54.54 | 53.83 | 52.35 | 50.88 | 49.1 | 46.47 | 43.94 | 41.41 | 38.86 | 36.19 | 33.44 | 30.78 | 27.76 | 15.03 | -1.37 | -19.74
Swansea North 132 kV | Briton Ferry 33kV | Briton Ferry 33kV | Bulk Supply Point | 33 | -3.8216 | 51.6249 | Leading the Way | Headroom (MW) | Thermal | 55.69 | 55.2 | 54.5 | 53.75 | 52.25 | 50.77 | 48.91 | 47.11 | 45.38 | 43.65 | 42.15 | 40.68 | 38.21 | 35.72 | 33.01 | 19.34 | 1.52 | -17.73
Swansea North 132 kV | Briton Ferry 33kV | Briton Ferry 33kV | Bulk Supply Point | 33 | -3.8216 | 51.6249 | Steady Progression | Headroom (MW) | N/A | 55.69 | 55.34 | 55.11 | 54.92 | 54.78 | 54.57 | 54.3 | 53.95 | 53.42 | 52.59 | 52.01 | 51.39 | 50.37 | 49.42 | 48.27 | 46.45 | 43.77 | 39.77
Swansea North 132 kV | Briton Ferry 33kV | Briton Ferry 33kV | Bulk Supply Point | 33 | -3.8216 | 51.6249 | System Transformation | Headroom (MW) | N/A | 55.69 | 55.29 | 54.99 | 54.5 | 54.02 | 53.34 | 52.52 | 51.29 | 49.64 | 48.09 | 46.33 | 44.46 | 42.6 | 40.97 | 39.11 | 34.35 | 25.72 | 16.35
Swansea North 132 kV | Briton Ferry 33kV | Briton Ferry 33kV | Bulk Supply Point | 33 | -3.8216 | 51.6249 | WPD Best View | Headroom (MW) | N/A | 55.69 | 55.34 | 55.11 | 54.92 | 54.78 | 54.55 | 54.27 | 53.9 | 53.36 | 52.51 | 51.92 | 51.29 | 50.25 | 49.29 | 48.12 | 46.23 | 43.46 | 39.38
Rassau 132 kV | Crumlin 33kV | Crumlin 33kV | Bulk Supply Point | 33 | -3.1582 | 51.6743 | Consumer Transformation | Headroom (MW) | N/A | 48.66 | 48.51 | 48.4 | 48.29 | 47.96 | 47.55 | 46.88 | 45.79 | 44.73 | 43.66 | 42.64 | 41.57 | 40.47 | 39.41 | 38.23 | 33.2 | 26.78 | 20.48
Rassau 132 kV | Crumlin 33kV | Crumlin 33kV | Bulk Supply Point | 33 | -3.1582 | 51.6743 | Leading the Way | Headroom (MW) | N/A | 48.66 | 48.49 | 48.39 | 48.26 | 47.92 | 47.47 | 46.76 | 46.07 | 45.42 | 44.7 | 44.14 | 43.57 | 42.59 | 41.6 | 40.6 | 35.44 | 28.59 | 22.33
Rassau 132 kV | Crumlin 33kV | Crumlin 33kV | Bulk Supply Point | 33 | -3.1582 | 51.6743 | Steady Progression | Headroom (MW) | N/A | 48.66 | 48.53 | 48.46 | 48.39 | 48.31 | 48.25 | 48.17 | 48.09 | 47.98 | 47.71 | 47.56 | 47.33 | 46.91 | 46.52 | 46.04 | 45.2 | 44.26 | 42.86
Rassau 132 kV | Crumlin 33kV | Crumlin 33kV | Bulk Supply Point | 33 | -3.1582 | 51.6743 | System Transformation | Headroom (MW) | N/A | 48.66 | 48.52 | 48.44 | 48.35 | 48.24 | 48.15 | 47.96 | 47.64 | 46.89 | 46.21 | 45.46 | 44.69 | 43.89 | 43.21 | 42.43 | 40.4 | 37.06 | 33.79
Rassau 132 kV | Crumlin 33kV | Crumlin 33kV | Bulk Supply Point | 33 | -3.1582 | 51.6743 | WPD Best View | Headroom (MW) | N/A | 48.66 | 48.49 | 48.39 | 48.26 | 47.92 | 47.47 | 46.76 | 46.07 | 45.42 | 44.7 | 44.14 | 43.57 | 42.59 | 41.6 | 40.6 | 35.44 | 28.59 | 22.33
Upper Boat 132 kV | Dowlais 33kV | Dowlais 33kV | Bulk Supply Point | 33 | -3.3467 | 51.774 | Consumer Transformation | Headroom (MW) | N/A | 51.13 | 50.88 | 50.7 | 50.46 | 49.96 | 49.49 | 48.75 | 47.34 | 45.81 | 44.21 | 42.41 | 40.5 | 38.55 | 36.72 | 34.62 | 28.03 | 19.43 | 10.06
Upper Boat 132 kV | Dowlais 33kV | Dowlais 33kV | Bulk Supply Point | 33 | -3.3467 | 51.774 | Leading the Way | Headroom (MW) | N/A | 51.13 | 50.87 | 50.68 | 50.42 | 49.89 | 49.39 | 48.63 | 47.85 | 47.03 | 46.18 | 45.47 | 44.79 | 43.14 | 41.53 | 39.85 | 32.79 | 23.07 | 14.87
Upper Boat 132 kV | Dowlais 33kV | Dowlais 33kV | Bulk Supply Point | 33 | -3.3467 | 51.774 | Steady Progression | Headroom (MW) | N/A | 51.13 | 50.95 | 50.85 | 50.73 | 50.63 | 50.52 | 50.43 | 50.27 | 50.06 | 49.74 | 49.48 | 49.02 | 48.11 | 47.26 | 46.2 | 44.63 | 42.75 | 40.28
Upper Boat 132 kV | Dowlais 33kV | Dowlais 33kV | Bulk Supply Point | 33 | -3.3467 | 51.774 | System Transformation | Headroom (MW) | N/A | 51.13 | 50.92 | 50.79 | 50.65 | 50.43 | 50.2 | 49.98 | 49.36 | 48.21 | 46.98 | 45.54 | 43.94 | 42.32 | 40.9 | 39.26 | 36.06 | 30.82 | 25.1
Upper Boat 132 kV | Dowlais 33kV | Dowlais 33kV | Bulk Supply Point | 33 | -3.3467 | 51.774 | WPD Best View | Headroom (MW) | N/A | 51.13 | 50.87 | 50.69 | 50.44 | 49.93 | 49.45 | 48.71 | 47.65 | 46.49 | 45.31 | 44.07 | 42.81 | 41.01 | 39.29 | 37.42 | 30.7 | 21.61 | 12.97
Rassau 132 kV | Ebbw Vale 33kV | Ebbw Vale 33kV | Bulk Supply Point | 33 | -3.1968 | 51.7657 | Consumer Transformation | Headroom (MW) | Thermal | 26.58 | 26.43 | 26.32 | 26.2 | 26.03 | 25.42 | 24.75 | 23.9 | 23.04 | 22.18 | 20.37 | 18.57 | 16.79 | 14.95 | 12.93 | 2.74 | -12.51 | -28.62
Rassau 132 kV | Ebbw Vale 33kV | Ebbw Vale 33kV | Bulk Supply Point | 33 | -3.1968 | 51.7657 | Leading the Way | Headroom (MW) | Thermal | 26.58 | 26.42 | 26.3 | 26.18 | 25.98 | 25.33 | 24.62 | 23.96 | 23.32 | 22.7 | 21.51 | 20.39 | 18.88 | 17.3 | 15.63 | 6.54 | -6.77 | -20.97
Rassau 132 kV | Ebbw Vale 33kV | Ebbw Vale 33kV | Bulk Supply Point | 33 | -3.1968 | 51.7657 | Steady Progression | Headroom (MW) | N/A | 26.58 | 26.46 | 26.38 | 26.31 | 26.24 | 26.16 | 26.08 | 26.01 | 25.92 | 25.81 | 25.62 | 25.29 | 24.77 | 24.35 | 23.9 | 23.04 | 21.79 | 20.09
Rassau 132 kV | Ebbw Vale 33kV | Ebbw Vale 33kV | Bulk Supply Point | 33 | -3.1968 | 51.7657 | System Transformation | Headroom (MW) | N/A | 26.58 | 26.44 | 26.35 | 26.27 | 26.17 | 26.06 | 25.95 | 25.57 | 24.99 | 24.43 | 23.51 | 22.61 | 21.74 | 21.02 | 20.23 | 17.42 | 12.56 | 7.22
Rassau 132 kV | Ebbw Vale 33kV | Ebbw Vale 33kV | Bulk Supply Point | 33 | -3.1968 | 51.7657 | WPD Best View | Headroom (MW) | Thermal | 26.58 | 26.44 | 26.35 | 26.27 | 26.17 | 26.05 | 25.91 | 25.52 | 24.91 | 24.32 | 23.08 | 21.84 | 20.54 | 19.27 | 17.88 | 12.23 | 2.11 | -8.55
Uskmouth 132 kV | Llantarnam 66kV | Llantarnam 66kV | Bulk Supply Point | 66 | -3.0169 | 51.6294 | Consumer Transformation | Headroom (MW) | Thermal | 19.95 | 19.79 | 19.14 | 18.83 | 18.22 | 17.63 | 17.06 | 16.46 | 15.89 | 15.35 | 14.64 | 13.9 | 13.14 | 12.4 | 11.57 | 7.57 | 2.16 | -3.94
Uskmouth 132 kV | Llantarnam 66kV | Llantarnam 66kV | Bulk Supply Point | 66 | -3.0169 | 51.6294 | Leading the Way | Headroom (MW) | Thermal | 19.95 | 19.78 | 19.12 | 18.8 | 18.17 | 17.53 | 16.92 | 16.34 | 15.79 | 15.28 | 14.74 | 14.21 | 13.46 | 12.67 | 11.82 | 7.14 | 1.01 | -5.88
Uskmouth 132 kV | Llantarnam 66kV | Llantarnam 66kV | Bulk Supply Point | 66 | -3.0169 | 51.6294 | Steady Progression | Headroom (MW) | N/A | 19.95 | 19.82 | 19.75 | 19.32 | 19.22 | 19.02 | 18.81 | 18.58 | 18.37 | 18.16 | 17.99 | 17.83 | 17.59 | 17.37 | 17.11 | 16.78 | 15.75 | 14.09
Uskmouth 132 kV | Llantarnam 66kV | Llantarnam 66kV | Bulk Supply Point | 66 | -3.0169 | 51.6294 | System Transformation | Headroom (MW) | N/A | 19.95 | 19.81 | 19.71 | 19.13 | 18.88 | 18.62 | 18.33 | 18 | 17.66 | 17.36 | 16.89 | 16.41 | 15.93 | 15.51 | 15.04 | 13.62 | 10.81 | 7.83
Uskmouth 132 kV | Llantarnam 66kV | Llantarnam 66kV | Bulk Supply Point | 66 | -3.0169 | 51.6294 | WPD Best View | Headroom (MW) | N/A | 19.95 | 19.81 | 19.31 | 19.13 | 18.83 | 18.44 | 18.06 | 17.68 | 17.32 | 16.97 | 16.67 | 16.38 | 15.99 | 15.59 | 15.13 | 13.36 | 10.6 | 6.85
Uskmouth 132 kV | Newport South 33kV | Newport South 33kV | Bulk Supply Point | 33 | -2.9682 | 51.5666 | Consumer Transformation | Headroom (MW) | N/A | 31.37 | 31.1 | 30.91 | 30.66 | 30.24 | 29.82 | 29.39 | 28.92 | 28.44 | 27.96 | 27.3 | 26.61 | 25.88 | 25.14 | 24.31 | 20.43 | 16.83 | 12.86
Uskmouth 132 kV | Newport South 33kV | Newport South 33kV | Bulk Supply Point | 33 | -2.9682 | 51.5666 | Leading the Way | Headroom (MW) | N/A | 31.37 | 31.1 | 30.89 | 30.64 | 30.19 | 29.76 | 29.31 | 28.86 | 28.41 | 27.95 | 27.48 | 26.97 | 26.24 | 25.49 | 24.69 | 20.05 | 16.03 | 11.79
Uskmouth 132 kV | Newport South 33kV | Newport South 33kV | Bulk Supply Point | 33 | -2.9682 | 51.5666 | Steady Progression | Headroom (MW) | N/A | 31.37 | 31.18 | 31.1 | 31.02 | 30.94 | 30.84 | 30.73 | 30.61 | 30.49 | 30.37 | 30.21 | 30.04 | 29.78 | 29.53 | 29.23 | 28.6 | 27.89 | 26.83
Uskmouth 132 kV | Newport South 33kV | Newport South 33kV | Bulk Supply Point | 33 | -2.9682 | 51.5666 | System Transformation | Headroom (MW) | N/A | 31.37 | 31.15 | 31.03 | 30.88 | 30.69 | 30.48 | 30.23 | 29.95 | 29.65 | 29.34 | 28.86 | 28.35 | 27.81 | 27.31 | 26.75 | 24.64 | 22.55 | 20.32
Uskmouth 132 kV | Newport South 33kV | Newport South 33kV | Bulk Supply Point | 33 | -2.9682 | 51.5666 | WPD Best View | Headroom (MW) | N/A | 31.37 | 31.18 | 31.1 | 31.02 | 30.94 | 30.84 | 30.73 | 30.61 | 30.49 | 30.37 | 30.21 | 30.04 | 29.78 | 29.53 | 29.23 | 28.6 | 27.89 | 26.83
Pyle 132 kV | Pyle 33kV | Pyle 33kV | Bulk Supply Point | 33 | -3.6918 | 51.535 | Consumer Transformation | Headroom (MW) | Thermal | 58.47 | 58.13 | 57.82 | 57.46 | 56.81 | 55.94 | 55.04 | 53.91 | 52.74 | 51.54 | 48.99 | 46.48 | 43.98 | 41.44 | 38.62 | 25.16 | 2.88 | -19.32
Pyle 132 kV | Pyle 33kV | Pyle 33kV | Bulk Supply Point | 33 | -3.6918 | 51.535 | Leading the Way | Headroom (MW) | Thermal | 58.47 | 58.11 | 57.8 | 57.42 | 56.77 | 55.8 | 54.76 | 53.71 | 52.69 | 51.7 | 49.89 | 48.21 | 46 | 43.72 | 41.28 | 28.56 | 8.3 | -11.41
Pyle 132 kV | Pyle 33kV | Pyle 33kV | Bulk Supply Point | 33 | -3.6918 | 51.535 | Steady Progression | Headroom (MW) | N/A | 58.47 | 58.26 | 58.13 | 58.02 | 57.97 | 57.54 | 57.06 | 56.52 | 55.99 | 55.43 | 55.02 | 54.54 | 53.81 | 53.22 | 52.59 | 51.57 | 49.08 | 45.61
Pyle 132 kV | Pyle 33kV | Pyle 33kV | Bulk Supply Point | 33 | -3.6918 | 51.535 | System Transformation | Headroom (MW) | N/A | 58.47 | 58.21 | 58.01 | 57.81 | 57.59 | 57.28 | 56.89 | 56.21 | 55.43 | 54.69 | 53.42 | 52.16 | 50.96 | 49.97 | 48.85 | 45.11 | 37.1 | 29.89
Pyle 132 kV | Pyle 33kV | Pyle 33kV | Bulk Supply Point | 33 | -3.6918 | 51.535 | WPD Best View | Headroom (MW) | N/A | 58.47 | 58.26 | 58.13 | 58.02 | 57.97 | 57.54 | 57.06 | 56.52 | 55.99 | 55.43 | 55.02 | 54.54 | 53.81 | 53.22 | 52.59 | 51.57 | 49.08 | 45.61
Uskmouth 132 kV | Sudbrook 33kV | Sudbrook 33kV | Bulk Supply Point | 33 | -2.7118 | 51.5863 | Consumer Transformation | Headroom (MW) | Thermal | 15.58 | 15.15 | 14.66 | 14.14 | 12.84 | 11.66 | 6.23 | -3.23 | -10.38 | -17.08 | -23 | -28.63 | -34.15 | -39.99 | -46.54 | -78.13 | -104.34 | -130.23
Uskmouth 132 kV | Sudbrook 33kV | Sudbrook 33kV | Bulk Supply Point | 33 | -2.7118 | 51.5863 | Leading the Way | Headroom (MW) | Thermal | 15.58 | 15.12 | 14.73 | 14.28 | 13.19 | 11.9 | 6.12 | 1.08 | -2.93 | -8.54 | -12.79 | -16.77 | -21.34 | -26.08 | -31.24 | -58.34 | -83.56 | -107.13
Uskmouth 132 kV | Sudbrook 33kV | Sudbrook 33kV | Bulk Supply Point | 33 | -2.7118 | 51.5863 | Steady Progression | Headroom (MW) | Thermal | 15.58 | 15.33 | 15.2 | 15.13 | 14.96 | 14.74 | 14.47 | 14.13 | 13.11 | 8.83 | 7.95 | 7.01 | 5.69 | 4.81 | 4.01 | 2.55 | 0.59 | -2.06
Uskmouth 132 kV | Sudbrook 33kV | Sudbrook 33kV | Bulk Supply Point | 33 | -2.7118 | 51.5863 | System Transformation | Headroom (MW) | Thermal | 15.58 | 15.26 | 15.05 | 14.84 | 14.34 | 13.76 | 13.21 | 12.18 | 7.78 | 5.25 | 2.81 | 0.65 | -1.29 | -2.87 | -4.76 | -12.28 | -21.44 | -29.54
Uskmouth 132 kV | Sudbrook 33kV | Sudbrook 33kV | Bulk Supply Point | 33 | -2.7118 | 51.5863 | WPD Best View | Headroom (MW) | Thermal | 15.58 | 15.33 | 15.2 | 15.13 | 14.96 | 14.74 | 14.47 | 14.13 | 13.11 | 8.83 | 7.95 | 7.01 | 5.69 | 4.81 | 4.01 | 2.55 | 0.59 | -2.06
Swansea North 132 kV | Swansea North 33kV | Swansea North 33kV | Bulk Supply Point | 33 | -3.9604 | 51.6841 | Consumer Transformation | Headroom (MW) | N/A | 93.1 | 92.6 | 92.23 | 91.78 | 90.79 | 89.81 | 88.83 | 87.44 | 86.03 | 84.55 | 83 | 81.37 | 79.72 | 78.16 | 76.41 | 69.49 | 61.02 | 51.48
Swansea North 132 kV | Swansea North 33kV | Swansea North 33kV | Bulk Supply Point | 33 | -3.9604 | 51.6841 | Leading the Way | Headroom (MW) | N/A | 93.1 | 92.58 | 92.2 | 91.73 | 90.71 | 89.66 | 88.62 | 87.67 | 86.76 | 85.76 | 84.86 | 84 | 82.51 | 81.04 | 79.5 | 71.88 | 62.47 | 52.67
Swansea North 132 kV | Swansea North 33kV | Swansea North 33kV | Bulk Supply Point | 33 | -3.9604 | 51.6841 | Steady Progression | Headroom (MW) | N/A | 93.1 | 92.75 | 92.59 | 92.46 | 92.32 | 92.06 | 91.8 | 91.43 | 91.08 | 90.62 | 90.25 | 89.86 | 89.2 | 88.59 | 87.86 | 86.71 | 84.87 | 82.29
Swansea North 132 kV | Swansea North 33kV | Swansea North 33kV | Bulk Supply Point | 33 | -3.9604 | 51.6841 | System Transformation | Headroom (MW) | N/A | 93.1 | 92.7 | 92.47 | 92.2 | 91.82 | 91.41 | 90.91 | 90.08 | 89.07 | 88.04 | 86.87 | 85.66 | 84.44 | 83.36 | 82.15 | 79.21 | 74.53 | 69.39
Swansea North 132 kV | Swansea North 33kV | Swansea North 33kV | Bulk Supply Point | 33 | -3.9604 | 51.6841 | WPD Best View | Headroom (MW) | N/A | 93.1 | 92.58 | 92.2 | 91.73 | 90.71 | 89.66 | 88.62 | 87.67 | 86.76 | 85.76 | 84.86 | 84 | 82.51 | 81.04 | 79.5 | 71.88 | 62.47 | 52.67
Swansea North 132 kV | Swansea West 33kV | Swansea West 33kV | Bulk Supply Point | 33 | -3.9811 | 51.6281 | Consumer Transformation | Headroom (MW) | Thermal | 58.29 | 57.69 | 57.19 | 56.46 | 54.43 | 52.39 | 50.46 | 48.57 | 46.77 | 45.07 | 43.42 | 41.84 | 40.25 | 38.6 | 36.87 | 24.96 | 9.48 | -7.54
Swansea North 132 kV | Swansea West 33kV | Swansea West 33kV | Bulk Supply Point | 33 | -3.9811 | 51.6281 | Leading the Way | Headroom (MW) | Thermal | 58.29 | 57.66 | 57.13 | 56.33 | 54.23 | 52.12 | 50.12 | 48.22 | 46.43 | 44.71 | 42.93 | 41.23 | 39.46 | 37.57 | 35.48 | 22.04 | 5.06 | -17.19
Swansea North 132 kV | Swansea West 33kV | Swansea West 33kV | Bulk Supply Point | 33 | -3.9811 | 51.6281 | Steady Progression | Headroom (MW) | N/A | 58.29 | 57.91 | 57.67 | 57.43 | 57.21 | 56.93 | 56.65 | 56.37 | 56.08 | 55.78 | 55.47 | 55.18 | 54.95 | 54.73 | 54.54 | 53.89 | 51.83 | 48.48
Swansea North 132 kV | Swansea West 33kV | Swansea West 33kV | Bulk Supply Point | 33 | -3.9811 | 51.6281 | System Transformation | Headroom (MW) | N/A | 58.29 | 57.82 | 57.47 | 57.09 | 56.61 | 55.85 | 54.99 | 53.97 | 53.03 | 52.14 | 51.3 | 50.57 | 49.91 | 49.34 | 48.79 | 45.52 | 38.31 | 31.17
Swansea North 132 kV | Swansea West 33kV | Swansea West 33kV | Bulk Supply Point | 33 | -3.9811 | 51.6281 | WPD Best View | Headroom (MW) | Thermal | 58.29 | 57.66 | 57.13 | 56.33 | 54.23 | 52.12 | 50.12 | 48.22 | 46.43 | 44.71 | 42.93 | 41.23 | 39.46 | 37.57 | 35.48 | 22.04 | 5.06 | -17.19
Swansea North 132 kV | Tir John 33kV | Tir John 33kV | Bulk Supply Point | 33 | -3.8974 | 51.6252 | Consumer Transformation | Headroom (MW) | N/A | 55.08 | 54.6 | 54.26 | 53.74 | 52.82 | 51.71 | 50.57 | 49.16 | 47.79 | 46.43 | 45.15 | 43.87 | 42.57 | 41.19 | 39.78 | 30.84 | 20.31 | 9.61
Swansea North 132 kV | Tir John 33kV | Tir John 33kV | Bulk Supply Point | 33 | -3.8974 | 51.6252 | Leading the Way | Headroom (MW) | N/A | 55.08 | 54.59 | 54.23 | 53.68 | 52.74 | 51.58 | 50.42 | 48.95 | 47.55 | 46.05 | 44.66 | 41.09 | 39.66 | 38.16 | 36.54 | 27.2 | 16.17 | 2.77
Swansea North 132 kV | Tir John 33kV | Tir John 33kV | Bulk Supply Point | 33 | -3.8974 | 51.6252 | Steady Progression | Headroom (MW) | N/A | 55.08 | 54.7 | 54.5 | 54.26 | 54.11 | 53.91 | 53.69 | 53.44 | 53.16 | 52.84 | 52.58 | 52.32 | 52.05 | 51.78 | 51.53 | 50.61 | 49.33 | 47.33
Swansea North 132 kV | Tir John 33kV | Tir John 33kV | Bulk Supply Point | 33 | -3.8974 | 51.6252 | System Transformation | Headroom (MW) | N/A | 55.08 | 54.66 | 54.42 | 54.11 | 53.76 | 53.28 | 52.8 | 52.24 | 51.62 | 50.9 | 50.28 | 49.66 | 49.06 | 48.43 | 47.82 | 44.79 | 39.66 | 34.9
Swansea North 132 kV | Tir John 33kV | Tir John 33kV | Bulk Supply Point | 33 | -3.8974 | 51.6252 | WPD Best View | Headroom (MW) | N/A | 55.08 | 54.6 | 54.26 | 53.83 | 53.19 | 52.4 | 51.62 | 50.56 | 49.53 | 48.44 | 47.45 | 44.28 | 43.29 | 42.23 | 41.09 | 33.61 | 24.7 | 13.96
Swansea North 132 kV | Trostre 33kV | Trostre 33kV | Bulk Supply Point | 33 | -4.132 | 51.6758 | Consumer Transformation | Headroom (MW) | Thermal | 33.81 | 33.36 | 32.91 | 32.48 | 31.56 | 30.54 | 28.82 | 25.64 | 22.17 | 18.54 | 14.89 | 10.84 | 6.64 | 2.86 | -1.15 | -11.73 | -23.66 | -39.66
Swansea North 132 kV | Trostre 33kV | Trostre 33kV | Bulk Supply Point | 33 | -4.132 | 51.6758 | Leading the Way | Headroom (MW) | Thermal | 33.81 | 33.33 | 32.89 | 32.42 | 31.5 | 30.35 | 28.98 | 27.98 | 27.08 | 26.22 | 25.3 | 23.25 | 19.88 | 16.68 | 14.15 | 8.87 | -23.23 | -35.55
Swansea North 132 kV | Trostre 33kV | Trostre 33kV | Bulk Supply Point | 33 | -4.132 | 51.6758 | Steady Progression | Headroom (MW) | N/A | 33.81 | 33.51 | 33.34 | 33.2 | 33.04 | 32.54 | 31.05 | 29.18 | 27.39 | 25.51 | 23.94 | 22.33 | 20.1 | 17.87 | 15.18 | 12.16 | 8.32 | 2.7
Swansea North 132 kV | Trostre 33kV | Trostre 33kV | Bulk Supply Point | 33 | -4.132 | 51.6758 | System Transformation | Headroom (MW) | Thermal | 33.81 | 33.45 | 33.2 | 32.89 | 32.49 | 32.09 | 30.93 | 28.26 | 25.17 | 22.05 | 18.79 | 15.06 | 11.29 | 7.99 | 4.21 | 4.09 | -15.09 | -25.88
Swansea North 132 kV | Trostre 33kV | Trostre 33kV | Bulk Supply Point | 33 | -4.132 | 51.6758 | WPD Best View | Headroom (MW) | N/A | 33.81 | 33.51 | 33.34 | 33.2 | 33.04 | 32.54 | 31.05 | 29.18 | 27.39 | 25.51 | 23.94 | 22.33 | 20.1 | 17.87 | 15.18 | 12.16 | 8.32 | 2.7