## Metadata
Data Dictionary
Column Heading | Description
Associated GSP Group | Name of the upstream Grid Supply Point (GSP) group which supplies the substation. Note that multiple GSPs can run in parallel so are therefore reported as groups.
Bulk Supply Point | Name of the upstream Bulk Supply Point (BSP) which supplies the substation.
Substation | Name of the substation for which the generation and demand headroom figures have been calculated.
Supply Level | Identifier for whether the substation is a Primary or a Bulk Supply Point. The definition is supplied in the 'NDP Methodology Report'.
Voltage Level (kV) | Voltage of the lower voltage side of the transformation at the substation.
Latitude | Latitude and longitude of the location of the substation.
Longitude
Scenario | Identifier for one of the four Distribution Future Energy Scenarios (DFES) or WPD Best View scenario the headroom figures refer to
Units | The units used to define the headroom available at each substation under each scenario and all of the years reported on (see below)
Limiting constraint | For generation headroom worksheet only. Identifier for the limiting factor (either thermal or fault level) that triggers the constraint when the generation headroom falls below zero.
0 | Defines the year snapshot for the headroom calculation, where the year refers to the end of the calendar year
2022
2023
2024
2025
2026
2027
2028
2029
2030
2031
2032
2033
2034
2035
2040
2045
2050

## Demand headroom
Associated GSP Group | Bulk Supply Point | Substation | Supply Level | Voltage Level (kV) | Latitude | Longitude | Scenario | Units | 0 | 2022 | 2023 | 2024 | 2025 | 2026 | 2027 | 2028 | 2029 | 2030 | 2031 | 2032 | 2033 | 2034 | 2035 | 2040 | 2045 | 2050
Abham / Exeter / Landulph 132kV | Ernesettle 33kV | Ernesettle 33kV | Bulk Supply Point | 33 | -4.1881 | 50.4228 | Consumer Transformation | Thermal headroom (MW) | 22.31 | 20.941 | 20.4587 | 19.4394 | 16.9532 | 13.3451 | 9.617 | 5.7675 | 1.8704 | -2.4418 | -13.1974 | -24.5332 | -36.1492 | -47.5263 | -59.1364 | -110.7343 | -163.5163 | -198.726
Abham / Exeter / Landulph 132kV | Ernesettle 33kV | Ernesettle 33kV | Bulk Supply Point | 33 | -4.1881 | 50.4228 | Leading the Way | Thermal headroom (MW) | 22.31 | 19.6623 | 17.7919 | 15.3356 | 10.5651 | 3.8242 | -3.0671 | -11.0653 | -21.655 | -33.0565 | -41.9508 | -52.4437 | -64.0068 | -75.113 | -85.4886 | -113.263 | -126.4947 | -135.6859
Abham / Exeter / Landulph 132kV | Ernesettle 33kV | Ernesettle 33kV | Bulk Supply Point | 33 | -4.1881 | 50.4228 | Steady Progression | Thermal headroom (MW) | 22.31 | 22.0061 | 22.6607 | 23.1543 | 22.8272 | 21.7684 | 20.6826 | 19.4439 | 17.9363 | 15.0476 | 10.9082 | 8.2504 | 5.2714 | 1.7473 | -1.3817 | -23.0794 | -36.1134 | -41.6926
Abham / Exeter / Landulph 132kV | Ernesettle 33kV | Ernesettle 33kV | Bulk Supply Point | 33 | -4.1881 | 50.4228 | System Transformation | Thermal headroom (MW) | 22.31 | 21.4161 | 21.4487 | 21.1428 | 19.6911 | 18.422 | 16.8761 | 14.9461 | 12.5382 | 10.2685 | 5.175 | 2.1334 | -2.7967 | -6.1168 | -10.6181 | -35.337 | -54.8101 | -62.3787
Abham / Exeter / Landulph 132kV | Ernesettle 33kV | Ernesettle 33kV | Bulk Supply Point | 33 | -4.1881 | 50.4228 | WPD Best View | Thermal headroom (MW) | 22.31 | 21.1968 | 20.9886 | 20.3901 | 18.5447 | 16.1921 | 13.6764 | 10.9293 | 8.0632 | 4.8276 | -4.0249 | -13.1114 | -22.4285 | -31.6103 | -41.1591 | -85.9815 | -136.2578 | -168.426
Abham / Exeter / Landulph 132kV | Ernesettle 33kV | Alexandra Road | Primary | 11 | -4.1355 | 50.4081 | Consumer Transformation | Thermal headroom (MW) | 12.95 | 12.67 | 12.5 | 12.26 | 11.86 | 11.27 | 10.54 | 9.77 | 9.09 | 8.37 | 6.81 | 5.16 | 3.41 | 1.66 | -0.13 | -8.23 | -16.81 | -22.65
Abham / Exeter / Landulph 132kV | Ernesettle 33kV | Alexandra Road | Primary | 11 | -4.1355 | 50.4081 | Leading the Way | Thermal headroom (MW) | 12.95 | 12.5 | 12.13 | 11.75 | 11.06 | 9.98 | 8.87 | 7.57 | 6.01 | 4.34 | 2.81 | 1 | -0.99 | -2.75 | -4.43 | -8.59 | -10.89 | -12.68
Abham / Exeter / Landulph 132kV | Ernesettle 33kV | Alexandra Road | Primary | 11 | -4.1355 | 50.4081 | Steady Progression | Thermal headroom (MW) | 12.95 | 12.86 | 12.88 | 12.9 | 12.81 | 12.62 | 12.41 | 12.18 | 11.97 | 11.5 | 10.86 | 10.44 | 9.95 | 9.43 | 8.97 | 6.53 | 4.95 | 4.08
Abham / Exeter / Landulph 132kV | Ernesettle 33kV | Alexandra Road | Primary | 11 | -4.1355 | 50.4081 | System Transformation | Thermal headroom (MW) | 12.95 | 12.77 | 12.69 | 12.59 | 12.34 | 12.09 | 11.75 | 11.32 | 10.86 | 10.41 | 9.52 | 8.95 | 8.08 | 7.55 | 6.87 | 4.18 | 1.6 | 0.47
Abham / Exeter / Landulph 132kV | Ernesettle 33kV | Alexandra Road | Primary | 11 | -4.1355 | 50.4081 | WPD Best View | Thermal headroom (MW) | 12.95 | 12.67 | 12.5 | 12.26 | 11.86 | 11.27 | 10.54 | 9.77 | 9.09 | 8.37 | 6.81 | 5.16 | 3.41 | 1.66 | -0.13 | -8.23 | -16.81 | -22.65
Abham / Exeter / Landulph 132kV | Ernesettle 33kV | Ernesettle B & S | Primary | 11 | -4.1882 | 50.4231 | Consumer Transformation | Thermal headroom (MW) | 0.5 | 0.5 | 0.53 | 0.55 | 0.56 | 0.55 | 0.54 | 0.53 | 0.52 | 0.48 | -0.07 | -0.62 | -1.17 | -1.72 | -2.35 | -3.59 | -7.8 | -11.37
Abham / Exeter / Landulph 132kV | Ernesettle 33kV | Ernesettle B & S | Primary | 11 | -4.1882 | 50.4231 | Leading the Way | Thermal headroom (MW) | 0.5 | 0.49 | 0.51 | 0.52 | 0.45 | 0.38 | 0.31 | 0.17 | -0.37 | -0.96 | -1.03 | -1.28 | -1.7 | -2.17 | -2.63 | -2.95 | -3.4 | -3.89
Abham / Exeter / Landulph 132kV | Ernesettle 33kV | Ernesettle B & S | Primary | 11 | -4.1882 | 50.4231 | Steady Progression | Thermal headroom (MW) | 0.5 | 0.5 | 0.53 | 0.56 | 0.58 | 0.61 | 0.63 | 0.66 | 0.68 | 0.5 | 0.29 | 0.31 | 0.33 | 0.29 | 0.31 | 0.43 | 0.53 | 0.63
Abham / Exeter / Landulph 132kV | Ernesettle 33kV | Ernesettle B & S | Primary | 11 | -4.1882 | 50.4231 | System Transformation | Thermal headroom (MW) | 0.5 | 0.48 | 0.49 | 0.48 | 0.45 | 0.43 | 0.39 | 0.34 | 0.27 | 0.24 | -0.09 | -0.07 | -0.33 | -0.36 | -0.59 | -1.15 | -2.18 | -2.88
Abham / Exeter / Landulph 132kV | Ernesettle 33kV | Ernesettle B & S | Primary | 11 | -4.1882 | 50.4231 | WPD Best View | Thermal headroom (MW) | 0.5 | 0.5 | 0.53 | 0.55 | 0.56 | 0.55 | 0.54 | 0.53 | 0.52 | 0.48 | -0.07 | -0.62 | -1.17 | -1.72 | -2.35 | -3.59 | -7.8 | -11.37
Abham / Exeter / Landulph 132kV | Ernesettle 33kV | Merrivale | Primary | 11 | -4.1556 | 50.4136 | Consumer Transformation | Thermal headroom (MW) | 2.38 | 2.02 | 1.81 | 1.5 | 1.03 | 0.16 | -0.57 | -1.28 | -2 | -2.76 | -5.02 | -7.39 | -9.79 | -12.2 | -14.56 | -29.12 | -39.1 | -44.12
Abham / Exeter / Landulph 132kV | Ernesettle 33kV | Merrivale | Primary | 11 | -4.1556 | 50.4136 | Leading the Way | Thermal headroom (MW) | 2.38 | 1.55 | 0.85 | -0.11 | -1.32 | -3.26 | -4.98 | -6.81 | -8.57 | -10.42 | -12.96 | -15.66 | -18.36 | -21.06 | -23.63 | -31.43 | -34.98 | -36.9
Abham / Exeter / Landulph 132kV | Ernesettle 33kV | Merrivale | Primary | 11 | -4.1556 | 50.4136 | Steady Progression | Thermal headroom (MW) | 2.38 | 2.35 | 2.48 | 2.57 | 2.58 | 2.32 | 2.09 | 1.82 | 1.47 | 1.07 | 0.39 | -0.28 | -0.99 | -1.72 | -2.47 | -7.45 | -12.12 | -14.35
Abham / Exeter / Landulph 132kV | Ernesettle 33kV | Merrivale | Primary | 11 | -4.1556 | 50.4136 | System Transformation | Thermal headroom (MW) | 2.38 | 2.2 | 2.17 | 2.09 | 1.88 | 1.58 | 1.29 | 0.9 | 0.47 | -0.02 | -0.83 | -1.68 | -2.55 | -3.4 | -4.28 | -9.36 | -12.51 | -13.61
Abham / Exeter / Landulph 132kV | Ernesettle 33kV | Merrivale | Primary | 11 | -4.1556 | 50.4136 | WPD Best View | Thermal headroom (MW) | 2.38 | 2.02 | 1.81 | 1.5 | 1.03 | 0.17 | -0.56 | -1.26 | -1.97 | -2.73 | -4.99 | -7.35 | -9.75 | -12.16 | -14.52 | -29.06 | -39.03 | -44.05
Abham / Exeter / Landulph 132kV | Ernesettle 33kV | Southway | Primary | 11 | -4.1202 | 50.4334 | Consumer Transformation | Thermal headroom (MW) | -5.455 | -5.715 | -5.625 | -5.745 | -6.225 | -7.105 | -7.955 | -8.965 | -9.995 | -11.245 | -13.085 | -14.965 | -16.925 | -18.615 | -20.245 | -28.905 | -33.695 | -35.645
Abham / Exeter / Landulph 132kV | Ernesettle 33kV | Southway | Primary | 11 | -4.1202 | 50.4334 | Leading the Way | Thermal headroom (MW) | -5.455 | -6.135 | -6.445 | -6.935 | -7.815 | -9.305 | -10.665 | -12.315 | -14.035 | -15.945 | -18.055 | -20.295 | -22.525 | -24.265 | -25.845 | -30.715 | -32.135 | -32.475
Abham / Exeter / Landulph 132kV | Ernesettle 33kV | Southway | Primary | 11 | -4.1202 | 50.4334 | Steady Progression | Thermal headroom (MW) | -5.455 | -5.485 | -5.155 | -4.865 | -4.655 | -4.755 | -4.775 | -4.855 | -4.975 | -5.105 | -5.415 | -5.755 | -6.165 | -6.655 | -7.125 | -10.725 | -13.035 | -13.785
Abham / Exeter / Landulph 132kV | Ernesettle 33kV | Southway | Primary | 11 | -4.1202 | 50.4334 | System Transformation | Thermal headroom (MW) | -5.455 | -5.625 | -5.385 | -5.225 | -5.255 | -5.475 | -5.645 | -5.895 | -6.185 | -6.565 | -7.115 | -7.745 | -8.465 | -9.145 | -9.795 | -14.135 | -15.395 | -14.935
Abham / Exeter / Landulph 132kV | Ernesettle 33kV | Southway | Primary | 11 | -4.1202 | 50.4334 | WPD Best View | Thermal headroom (MW) | -5.455 | -5.685 | -5.565 | -5.575 | -5.875 | -6.495 | -7.065 | -7.805 | -8.505 | -9.435 | -10.865 | -12.355 | -13.895 | -15.305 | -16.675 | -24.305 | -28.415 | -29.955
Abham / Exeter / Landulph 132kV | Ernesettle 33kV | Tavistock | Primary | 11 | -4.1617 | 50.5535 | Consumer Transformation | Thermal headroom (MW) | 3.06 | 2.7 | 2.49 | 2.11 | 0.95 | -0.08 | -1.25 | -2.34 | -3.59 | -4.88 | -7.17 | -9.33 | -11.55 | -13.72 | -15.87 | -26.75 | -32.97 | -36.1
Abham / Exeter / Landulph 132kV | Ernesettle 33kV | Tavistock | Primary | 11 | -4.1617 | 50.5535 | Leading the Way | Thermal headroom (MW) | 3.06 | 2.47 | 2 | 1.38 | -0.22 | -1.87 | -3.78 | -5.92 | -8.44 | -10.8 | -12.93 | -15.09 | -17.25 | -19.33 | -21.25 | -28.42 | -31.05 | -32.7
Abham / Exeter / Landulph 132kV | Ernesettle 33kV | Tavistock | Primary | 11 | -4.1617 | 50.5535 | Steady Progression | Thermal headroom (MW) | 3.06 | 2.96 | 3.02 | 3.02 | 2.5 | 2.07 | 1.55 | 1.01 | 0.34 | -0.33 | -1.27 | -2.2 | -3.25 | -4.43 | -5.6 | -13.28 | -16.91 | -18.73
Abham / Exeter / Landulph 132kV | Ernesettle 33kV | Tavistock | Primary | 11 | -4.1617 | 50.5535 | System Transformation | Thermal headroom (MW) | 3.06 | 2.86 | 2.8 | 2.66 | 1.86 | 1.52 | 1.03 | 0.54 | -0.17 | -0.81 | -1.68 | -2.53 | -3.4 | -4.25 | -5.16 | -12.81 | -17.35 | -18.62
Abham / Exeter / Landulph 132kV | Ernesettle 33kV | Tavistock | Primary | 11 | -4.1617 | 50.5535 | WPD Best View | Thermal headroom (MW) | 3.06 | 2.86 | 2.8 | 2.66 | 1.86 | 1.52 | 1.03 | 0.54 | -0.17 | -0.81 | -1.68 | -2.53 | -3.4 | -4.25 | -5.16 | -12.81 | -17.35 | -18.62
Abham / Exeter / Landulph 132kV | Ernesettle 33kV | Yelverton | Primary | 11 | -4.0821 | 50.4942 | Consumer Transformation | Thermal headroom (MW) | 4.3 | 4.15 | 4.07 | 3.94 | 3.72 | 3.34 | 2.96 | 2.57 | 2.17 | 1.75 | 1.17 | 0.29 | -0.59 | -1.47 | -2.3 | -7.15 | -9.82 | -11.14
Abham / Exeter / Landulph 132kV | Ernesettle 33kV | Yelverton | Primary | 11 | -4.0821 | 50.4942 | Leading the Way | Thermal headroom (MW) | 4.3 | 4.06 | 3.87 | 3.65 | 3.3 | 2.67 | 1.96 | 1.2 | 0.48 | -0.47 | -1.24 | -2.08 | -2.93 | -3.76 | -4.48 | -7.55 | -8.78 | -9.61
Abham / Exeter / Landulph 132kV | Ernesettle 33kV | Yelverton | Primary | 11 | -4.0821 | 50.4942 | Steady Progression | Thermal headroom (MW) | 4.3 | 4.25 | 4.29 | 4.31 | 4.29 | 4.1 | 3.91 | 3.69 | 3.44 | 3.15 | 2.73 | 2.31 | 1.88 | 1.43 | 0.97 | -2.67 | -4.43 | -5.08
Abham / Exeter / Landulph 132kV | Ernesettle 33kV | Yelverton | Primary | 11 | -4.0821 | 50.4942 | System Transformation | Thermal headroom (MW) | 4.3 | 4.21 | 4.2 | 4.16 | 4.07 | 3.96 | 3.84 | 3.68 | 3.48 | 3.24 | 2.9 | 2.54 | 2.16 | 1.8 | 1.46 | -1.45 | -3.76 | -4.38
Abham / Exeter / Landulph 132kV | Ernesettle 33kV | Yelverton | Primary | 11 | -4.0821 | 50.4942 | WPD Best View | Thermal headroom (MW) | 4.3 | 4.21 | 4.2 | 4.16 | 4.07 | 3.96 | 3.84 | 3.68 | 3.48 | 3.24 | 2.9 | 2.54 | 2.16 | 1.8 | 1.46 | -1.45 | -3.76 | -4.38
Abham / Exeter / Landulph 132kV | Exeter City 33kV | Exeter City 33kV | Bulk Supply Point | 33 | -3.5283 | 50.7122 | Consumer Transformation | Thermal headroom (MW) | 29.71 | 27.917 | 26.9708 | 24.4352 | 20.4064 | 14.9229 | 9.2074 | 3.6557 | -2.4087 | -9.4389 | -23.2586 | -38.0717 | -53.3198 | -68.2893 | -82.9679 | -140.2138 | -192.8626 | -227.6604
Abham / Exeter / Landulph 132kV | Exeter City 33kV | Exeter City 33kV | Bulk Supply Point | 33 | -3.5283 | 50.7122 | Leading the Way | Thermal headroom (MW) | 29.71 | 26.6131 | 24.1074 | 19.9854 | 13.7217 | 6.1482 | -2.3272 | -11.932 | -25.0675 | -39.4749 | -51.3369 | -64.873 | -79.2357 | -92.79 | -105.0961 | -142.2542 | -158.515 | -168.3343
Abham / Exeter / Landulph 132kV | Exeter City 33kV | Exeter City 33kV | Bulk Supply Point | 33 | -3.5283 | 50.7122 | Steady Progression | Thermal headroom (MW) | 29.71 | 29.2962 | 29.9064 | 29.6095 | 28.8463 | 27.1465 | 25.0527 | 22.7995 | 20.0176 | 15.9013 | 9.9385 | 5.2472 | 0.20684 | -5.3491 | -10.7795 | -50.3251 | -71.7292 | -79.6883
Abham / Exeter / Landulph 132kV | Exeter City 33kV | Exeter City 33kV | Bulk Supply Point | 33 | -3.5283 | 50.7122 | System Transformation | Thermal headroom (MW) | 29.71 | 28.6989 | 28.586 | 27.3191 | 25.1981 | 24.1376 | 22.391 | 20.3566 | 17.5005 | 14.5715 | 9.5007 | 4.3871 | -1.8054 | -7.6394 | -14.2352 | -55.3587 | -84.2097 | -91.89
Abham / Exeter / Landulph 132kV | Exeter City 33kV | Exeter City 33kV | Bulk Supply Point | 33 | -3.5283 | 50.7122 | WPD Best View | Thermal headroom (MW) | 29.71 | 28.8277 | 28.7463 | 27.3668 | 25.0973 | 22.9544 | 20.294 | 17.5657 | 14.2085 | 10.2369 | 1.2246 | -7.2482 | -16.0551 | -24.879 | -34.4203 | -82.5654 | -135.0087 | -164.1293
Abham / Exeter / Landulph 132kV | Exeter City 33kV | Athelstan Road | Primary | 11 | -3.5226 | 50.7234 | Consumer Transformation | Thermal headroom (MW) | 7.315 | 6.995 | 6.905 | 6.755 | 6.445 | 5.875 | 5.275 | 4.635 | 3.875 | 2.925 | 1.445 | -0.065 | -1.605 | -2.995 | -4.285 | -9.065 | -10.965 | -11.815
Abham / Exeter / Landulph 132kV | Exeter City 33kV | Athelstan Road | Primary | 11 | -3.5226 | 50.7234 | Leading the Way | Thermal headroom (MW) | 7.315 | 6.765 | 6.385 | 5.965 | 5.325 | 4.615 | 3.825 | 2.905 | 1.875 | 0.665 | -0.825 | -2.365 | -3.925 | -5.365 | -6.595 | -8.945 | -8.775 | -7.485
Abham / Exeter / Landulph 132kV | Exeter City 33kV | Athelstan Road | Primary | 11 | -3.5226 | 50.7234 | Steady Progression | Thermal headroom (MW) | 7.315 | 7.285 | 7.415 | 7.555 | 7.655 | 7.595 | 7.475 | 7.345 | 7.165 | 6.905 | 6.475 | 6.025 | 5.545 | 5.015 | 4.415 | 0.315 | -2.475 | -2.995
Abham / Exeter / Landulph 132kV | Exeter City 33kV | Athelstan Road | Primary | 11 | -3.5226 | 50.7234 | System Transformation | Thermal headroom (MW) | 7.315 | 7.175 | 7.245 | 7.305 | 7.195 | 7.145 | 7.035 | 6.865 | 6.575 | 6.235 | 5.755 | 5.145 | 4.385 | 3.585 | 2.745 | -1.055 | -1.895 | -1.375
Abham / Exeter / Landulph 132kV | Exeter City 33kV | Athelstan Road | Primary | 11 | -3.5226 | 50.7234 | WPD Best View | Thermal headroom (MW) | 7.315 | 7.285 | 7.415 | 7.555 | 7.655 | 7.595 | 7.475 | 7.345 | 7.165 | 6.905 | 6.475 | 6.025 | 5.545 | 5.015 | 4.415 | 0.315 | -2.475 | -2.995
Abham / Exeter / Landulph 132kV | Exeter City 33kV | Cowley Road | Primary | 11 | -3.5411 | 50.7356 | Consumer Transformation | Thermal headroom (MW) | -0.72 | -0.87 | -0.84 | -0.84 | -0.92 | -1.16 | -1.42 | -1.73 | -2.03 | -2.36 | -2.84 | -3.24 | -3.87 | -4.73 | -5.58 | -10.57 | -13.96 | -15.61
Abham / Exeter / Landulph 132kV | Exeter City 33kV | Cowley Road | Primary | 11 | -3.5411 | 50.7356 | Leading the Way | Thermal headroom (MW) | -0.72 | -1.07 | -1.24 | -1.44 | -1.75 | -2.07 | -2.42 | -2.9 | -3.4 | -3.94 | -4.71 | -5.73 | -6.76 | -7.77 | -8.72 | -11.6 | -12.59 | -13.21
Abham / Exeter / Landulph 132kV | Exeter City 33kV | Cowley Road | Primary | 11 | -3.5411 | 50.7356 | Steady Progression | Thermal headroom (MW) | -0.72 | -0.67 | -0.43 | -0.2 | 0.01 | 0.12 | 0.2 | 0.26 | 0.29 | 0.25 | 0.06 | -0.14 | -0.38 | -0.64 | -0.91 | -2.7 | -4.14 | -4.52
Abham / Exeter / Landulph 132kV | Exeter City 33kV | Cowley Road | Primary | 11 | -3.5411 | 50.7356 | System Transformation | Thermal headroom (MW) | -0.72 | -0.75 | -0.58 | -0.44 | -0.35 | -0.23 | -0.13 | -0.06 | -0.07 | -0.15 | -0.3 | -0.51 | -0.71 | -0.92 | -1.08 | -2.72 | -4.02 | -4.19
Abham / Exeter / Landulph 132kV | Exeter City 33kV | Cowley Road | Primary | 11 | -3.5411 | 50.7356 | WPD Best View | Thermal headroom (MW) | -0.72 | -0.67 | -0.43 | -0.2 | 0.01 | 0.12 | 0.2 | 0.25 | 0.29 | 0.24 | 0.06 | -0.15 | -0.39 | -0.65 | -0.92 | -2.71 | -4.16 | -4.55
Abham / Exeter / Landulph 132kV | Exeter City 33kV | Crediton | Primary | 11 | -3.6687 | 50.7909 | Consumer Transformation | Thermal headroom (MW) | 12.995 | 12.785 | 12.695 | 12.405 | 11.915 | 11.455 | 11.025 | 10.655 | 10.285 | 9.865 | 8.995 | 7.855 | 6.735 | 5.645 | 4.665 | -0.675 | -3.595 | -4.965
Abham / Exeter / Landulph 132kV | Exeter City 33kV | Crediton | Primary | 11 | -3.6687 | 50.7909 | Leading the Way | Thermal headroom (MW) | 12.995 | 12.655 | 12.435 | 11.995 | 11.335 | 10.715 | 10.005 | 9.325 | 8.555 | 7.455 | 6.405 | 5.265 | 4.125 | 3.045 | 2.115 | -1.065 | -2.175 | -2.645
Abham / Exeter / Landulph 132kV | Exeter City 33kV | Crediton | Primary | 11 | -3.6687 | 50.7909 | Steady Progression | Thermal headroom (MW) | 12.995 | 12.935 | 13.015 | 13.015 | 12.945 | 12.825 | 12.665 | 12.525 | 12.365 | 12.185 | 11.875 | 11.555 | 11.205 | 10.845 | 10.475 | 6.895 | 4.775 | 4.125
Abham / Exeter / Landulph 132kV | Exeter City 33kV | Crediton | Primary | 11 | -3.6687 | 50.7909 | System Transformation | Thermal headroom (MW) | 12.995 | 12.875 | 12.875 | 12.775 | 12.575 | 12.465 | 12.285 | 12.135 | 11.965 | 11.755 | 11.435 | 11.075 | 10.705 | 10.345 | 9.915 | 6.245 | 4.215 | 3.915
Abham / Exeter / Landulph 132kV | Exeter City 33kV | Crediton | Primary | 11 | -3.6687 | 50.7909 | WPD Best View | Thermal headroom (MW) | 12.995 | 12.875 | 12.875 | 12.775 | 12.575 | 12.465 | 12.285 | 12.135 | 11.965 | 11.755 | 11.435 | 11.075 | 10.705 | 10.345 | 9.915 | 6.245 | 4.215 | 3.915
Abham / Exeter / Landulph 132kV | Exeter City 33kV | Exminster | Primary | 11 | -3.4938 | 50.6762 | Consumer Transformation | Thermal headroom (MW) | 1.39 | 1.23 | 0.94 | 0.21 | -0.68 | -1.34 | -2.02 | -2.69 | -3.5 | -4.34 | -6.54 | -8.69 | -10.78 | -12.78 | -14.81 | -20.98 | -31.28 | -39.21
Abham / Exeter / Landulph 132kV | Exeter City 33kV | Exminster | Primary | 11 | -3.4938 | 50.6762 | Leading the Way | Thermal headroom (MW) | 1.39 | 1.18 | 0.8 | -0.08 | -1.16 | -2.09 | -2.97 | -4.01 | -5.78 | -7.43 | -8.94 | -10.61 | -12.35 | -13.91 | -15.31 | -18.48 | -20.47 | -22.04
Abham / Exeter / Landulph 132kV | Exeter City 33kV | Exminster | Primary | 11 | -3.4938 | 50.6762 | Steady Progression | Thermal headroom (MW) | 1.39 | 1.32 | 1.21 | 0.79 | 0.32 | 0.06 | -0.19 | -0.45 | -0.82 | -1.41 | -2.13 | -2.52 | -2.92 | -3.38 | -3.71 | -6.28 | -7.95 | -8.76
Abham / Exeter / Landulph 132kV | Exeter City 33kV | Exminster | Primary | 11 | -3.4938 | 50.6762 | System Transformation | Thermal headroom (MW) | 1.39 | 1.29 | 1.12 | 0.59 | 0 | -0.24 | -0.54 | -0.87 | -1.35 | -1.75 | -2.18 | -2.96 | -3.71 | -4.41 | -5.04 | -8.16 | -9.88 | -10.27
Abham / Exeter / Landulph 132kV | Exeter City 33kV | Exminster | Primary | 11 | -3.4938 | 50.6762 | WPD Best View | Thermal headroom (MW) | 1.39 | 1.23 | 0.94 | 0.21 | -0.68 | -1.34 | -2.01 | -2.68 | -3.49 | -4.33 | -6.52 | -8.67 | -10.76 | -12.76 | -14.78 | -20.9 | -31.15 | -39.07
Abham / Exeter / Landulph 132kV | Exeter City 33kV | Folly Bridge | Primary | 11 | -3.6794 | 50.7763 | Consumer Transformation | Thermal headroom (MW) | 0.665 | 0.605 | 0.615 | 0.605 | 0.545 | 0.305 | 0.085 | -0.125 | -0.345 | -0.565 | -0.935 | -1.355 | -1.895 | -2.385 | -2.885 | -5.385 | -6.555 | -7.105
Abham / Exeter / Landulph 132kV | Exeter City 33kV | Folly Bridge | Primary | 11 | -3.6794 | 50.7763 | Leading the Way | Thermal headroom (MW) | 0.665 | 0.545 | 0.505 | 0.435 | 0.315 | -0.005 | -0.365 | -0.805 | -1.225 | -1.685 | -2.055 | -2.445 | -2.835 | -3.225 | -3.535 | -5.235 | -5.765 | -6.135
Abham / Exeter / Landulph 132kV | Exeter City 33kV | Folly Bridge | Primary | 11 | -3.6794 | 50.7763 | Steady Progression | Thermal headroom (MW) | 0.665 | 0.645 | 0.705 | 0.765 | 0.805 | 0.705 | 0.615 | 0.485 | 0.325 | 0.165 | -0.115 | -0.365 | -0.635 | -0.915 | -1.245 | -3.995 | -5.035 | -5.255
Abham / Exeter / Landulph 132kV | Exeter City 33kV | Folly Bridge | Primary | 11 | -3.6794 | 50.7763 | System Transformation | Thermal headroom (MW) | 0.665 | 0.615 | 0.645 | 0.675 | 0.655 | 0.655 | 0.655 | 0.625 | 0.575 | 0.505 | 0.355 | 0.185 | 0.005 | -0.165 | -0.315 | -2.435 | -4.415 | -4.835
Abham / Exeter / Landulph 132kV | Exeter City 33kV | Folly Bridge | Primary | 11 | -3.6794 | 50.7763 | WPD Best View | Thermal headroom (MW) | 0.665 | 0.615 | 0.645 | 0.665 | 0.645 | 0.595 | 0.535 | 0.465 | 0.375 | 0.265 | 0.075 | -0.125 | -0.305 | -0.485 | -0.665 | -2.985 | -4.465 | -4.905
Abham / Exeter / Landulph 132kV | Exeter City 33kV | Haven Road | Primary | 11 | -3.5308 | 50.717 | Consumer Transformation | Thermal headroom (MW) | 17.64 | 17.31 | 17.26 | 17.11 | 16.73 | 16.12 | 15.41 | 14.68 | 13.93 | 13.12 | 11.42 | 9.23 | 7.03 | 4.91 | 2.88 | -5.62 | -10.56 | -12.94
Abham / Exeter / Landulph 132kV | Exeter City 33kV | Haven Road | Primary | 11 | -3.5308 | 50.717 | Leading the Way | Thermal headroom (MW) | 17.64 | 16.98 | 16.56 | 16.08 | 15.24 | 14.39 | 13.44 | 12.4 | 10.94 | 9.19 | 7.06 | 4.75 | 2.49 | 0.35 | -1.57 | -6.59 | -7.84 | -7.5
Abham / Exeter / Landulph 132kV | Exeter City 33kV | Haven Road | Primary | 11 | -3.5308 | 50.717 | Steady Progression | Thermal headroom (MW) | 17.64 | 17.67 | 17.94 | 18.18 | 18.35 | 18.33 | 18.27 | 18.16 | 17.95 | 17.62 | 17.12 | 16.57 | 15.98 | 15.35 | 14.69 | 9.91 | 5.78 | 4.48
Abham / Exeter / Landulph 132kV | Exeter City 33kV | Haven Road | Primary | 11 | -3.5308 | 50.717 | System Transformation | Thermal headroom (MW) | 17.64 | 17.54 | 17.69 | 17.78 | 17.71 | 17.72 | 17.67 | 17.49 | 17.2 | 16.81 | 16.35 | 15.83 | 15.26 | 14.72 | 14.03 | 9 | 7.15 | 6.95
Abham / Exeter / Landulph 132kV | Exeter City 33kV | Haven Road | Primary | 11 | -3.5308 | 50.717 | WPD Best View | Thermal headroom (MW) | 17.64 | 17.67 | 17.94 | 18.18 | 18.35 | 18.33 | 18.27 | 18.16 | 17.95 | 17.62 | 17.12 | 16.57 | 15.98 | 15.35 | 14.69 | 9.91 | 5.78 | 4.48
Abham / Exeter / Landulph 132kV | Exeter City 33kV | Lapford | Primary | 11 | -3.8095 | 50.8524 | Consumer Transformation | Thermal headroom (MW) | -1.09 | -1.17 | -1.19 | -1.23 | -1.34 | -1.64 | -1.92 | -2.2 | -2.48 | -2.95 | -3.57 | -4.16 | -4.77 | -5.41 | -6.03 | -8.33 | -9.54 | -10.13
Abham / Exeter / Landulph 132kV | Exeter City 33kV | Lapford | Primary | 11 | -3.8095 | 50.8524 | Leading the Way | Thermal headroom (MW) | -1.09 | -1.22 | -1.31 | -1.4 | -1.6 | -1.97 | -2.42 | -2.99 | -3.65 | -4.36 | -4.78 | -5.25 | -5.72 | -6.14 | -6.54 | -8.38 | -9 | -9.31
Abham / Exeter / Landulph 132kV | Exeter City 33kV | Lapford | Primary | 11 | -3.8095 | 50.8524 | Steady Progression | Thermal headroom (MW) | -1.09 | -1.12 | -1.09 | -1.06 | -1.05 | -1.18 | -1.34 | -1.53 | -1.74 | -1.96 | -2.38 | -2.79 | -3.19 | -3.64 | -4.08 | -6.98 | -7.95 | -8.38
Abham / Exeter / Landulph 132kV | Exeter City 33kV | Lapford | Primary | 11 | -3.8095 | 50.8524 | System Transformation | Thermal headroom (MW) | -1.09 | -1.15 | -1.15 | -1.15 | -1.2 | -1.22 | -1.26 | -1.32 | -1.4 | -1.49 | -1.67 | -1.88 | -2.1 | -2.49 | -2.88 | -5.5 | -7.6 | -8.1
Abham / Exeter / Landulph 132kV | Exeter City 33kV | Lapford | Primary | 11 | -3.8095 | 50.8524 | WPD Best View | Thermal headroom (MW) | -1.09 | -1.15 | -1.15 | -1.15 | -1.2 | -1.22 | -1.26 | -1.32 | -1.4 | -1.49 | -1.67 | -1.88 | -2.1 | -2.49 | -2.88 | -5.5 | -7.6 | -8.1
Abham / Exeter / Landulph 132kV | Exeter City 33kV | Marsh Barton | Primary | 11 | -3.5307 | 50.706 | Consumer Transformation | Thermal headroom (MW) | 12.79 | 12.6 | 12.59 | 12.53 | 12.27 | 11.9 | 11.47 | 10.98 | 10.45 | 9.73 | 7.68 | 5.61 | 3.55 | 1.56 | -0.55 | -6.81 | -16.93 | -24.65
Abham / Exeter / Landulph 132kV | Exeter City 33kV | Marsh Barton | Primary | 11 | -3.5307 | 50.706 | Leading the Way | Thermal headroom (MW) | 12.79 | 12.49 | 12.35 | 12.18 | 11.59 | 10.99 | 10.3 | 9.36 | 7.48 | 5.37 | 4.27 | 2.68 | 0.74 | -1.27 | -3.11 | -6.73 | -8.58 | -9.56
Abham / Exeter / Landulph 132kV | Exeter City 33kV | Marsh Barton | Primary | 11 | -3.5307 | 50.706 | Steady Progression | Thermal headroom (MW) | 12.79 | 12.72 | 12.83 | 12.9 | 12.91 | 12.89 | 12.82 | 12.7 | 12.59 | 11.99 | 11.23 | 10.97 | 10.66 | 10.19 | 9.79 | 6.62 | 4.45 | 3.64
Abham / Exeter / Landulph 132kV | Exeter City 33kV | Marsh Barton | Primary | 11 | -3.5307 | 50.706 | System Transformation | Thermal headroom (MW) | 12.79 | 12.65 | 12.65 | 12.56 | 12.36 | 12.23 | 12.03 | 11.73 | 11.32 | 10.98 | 9.79 | 9.37 | 8.2 | 7.5 | 6.32 | 0.87 | -3.29 | -4.85
Abham / Exeter / Landulph 132kV | Exeter City 33kV | Marsh Barton | Primary | 11 | -3.5307 | 50.706 | WPD Best View | Thermal headroom (MW) | 12.79 | 12.73 | 12.86 | 12.93 | 12.95 | 12.89 | 12.78 | 12.62 | 12.47 | 12.04 | 10.98 | 10.13 | 9.24 | 8.26 | 7.2 | 2.9 | -3.6 | -8.12
Abham / Exeter / Landulph 132kV | Exeter City 33kV | Newton St Cyres | Primary | 11 | -3.569 | 50.7753 | Consumer Transformation | Thermal headroom (MW) | 3.0575 | 2.9975 | 2.9675 | 2.9175 | 2.8175 | 2.6275 | 2.3775 | 2.1675 | 1.9675 | 1.7575 | 1.5275 | 1.1375 | 0.6575 | 0.1775 | -0.2425 | -2.3325 | -3.5525 | -4.1525
Abham / Exeter / Landulph 132kV | Exeter City 33kV | Newton St Cyres | Primary | 11 | -3.569 | 50.7753 | Leading the Way | Thermal headroom (MW) | 3.0575 | 2.9375 | 2.8575 | 2.7575 | 2.5775 | 2.3275 | 1.9575 | 1.6075 | 1.2775 | 0.8475 | 0.4775 | 0.1075 | -0.3425 | -0.7725 | -1.1525 | -2.6325 | -3.1825 | -3.5125
Abham / Exeter / Landulph 132kV | Exeter City 33kV | Newton St Cyres | Primary | 11 | -3.569 | 50.7753 | Steady Progression | Thermal headroom (MW) | 3.0575 | 3.0475 | 3.0675 | 3.0875 | 3.0775 | 3.0075 | 2.8975 | 2.7975 | 2.6875 | 2.5575 | 2.3875 | 2.1975 | 2.0075 | 1.8075 | 1.5875 | -0.0625 | -0.7625 | -1.0925
Abham / Exeter / Landulph 132kV | Exeter City 33kV | Newton St Cyres | Primary | 11 | -3.569 | 50.7753 | System Transformation | Thermal headroom (MW) | 3.0575 | 3.0275 | 3.0475 | 3.0375 | 2.9975 | 2.9675 | 2.8675 | 2.7975 | 2.7175 | 2.6075 | 2.4475 | 2.2875 | 2.1175 | 1.9675 | 1.7975 | 0.2475 | -0.8725 | -1.1425
Abham / Exeter / Landulph 132kV | Exeter City 33kV | Newton St Cyres | Primary | 11 | -3.569 | 50.7753 | WPD Best View | Thermal headroom (MW) | 3.0575 | 3.0275 | 3.0475 | 3.0375 | 2.9975 | 2.9675 | 2.8675 | 2.7975 | 2.7175 | 2.6075 | 2.4475 | 2.2875 | 2.1175 | 1.9675 | 1.7975 | 0.2475 | -0.8725 | -1.1425
Abham / Exeter / Landulph 132kV | Exeter City 33kV | St Thomas | Primary | 11 | -3.5459 | 50.7199 | Consumer Transformation | Thermal headroom (MW) | 12.385 | 12.165 | 12.055 | 11.885 | 11.545 | 10.845 | 10.125 | 9.395 | 8.675 | 7.895 | 6.435 | 4.735 | 2.995 | 1.285 | -0.375 | -8.615 | -14.015 | -17.035
Abham / Exeter / Landulph 132kV | Exeter City 33kV | St Thomas | Primary | 11 | -3.5459 | 50.7199 | Leading the Way | Thermal headroom (MW) | 12.385 | 11.935 | 11.575 | 11.165 | 10.505 | 9.405 | 8.315 | 7.195 | 5.985 | 4.535 | 2.845 | 1.055 | -0.795 | -2.555 | -4.225 | -10.165 | -13.015 | -14.845
Abham / Exeter / Landulph 132kV | Exeter City 33kV | St Thomas | Primary | 11 | -3.5459 | 50.7199 | Steady Progression | Thermal headroom (MW) | 12.385 | 12.365 | 12.465 | 12.545 | 12.575 | 12.415 | 12.215 | 11.945 | 11.615 | 11.215 | 10.645 | 10.055 | 9.435 | 8.785 | 8.125 | 3.505 | -0.295 | -1.925
Abham / Exeter / Landulph 132kV | Exeter City 33kV | St Thomas | Primary | 11 | -3.5459 | 50.7199 | System Transformation | Thermal headroom (MW) | 12.385 | 12.285 | 12.295 | 12.275 | 12.175 | 12.045 | 11.805 | 11.505 | 11.135 | 10.685 | 10.035 | 9.345 | 8.635 | 7.875 | 7.115 | 2.995 | -0.025 | -0.925
Abham / Exeter / Landulph 132kV | Exeter City 33kV | St Thomas | Primary | 11 | -3.5459 | 50.7199 | WPD Best View | Thermal headroom (MW) | 12.385 | 12.355 | 12.445 | 12.505 | 12.515 | 12.295 | 11.995 | 11.665 | 11.285 | 10.845 | 10.255 | 9.655 | 9.065 | 8.455 | 7.825 | 2.925 | -0.995 | -2.745
Abham / Exeter / Landulph 132kV | Exeter City 33kV | Witheridge | Primary | 11 | -3.7049 | 50.9033 | Consumer Transformation | Thermal headroom (MW) | 2.755 | 2.715 | 2.725 | 2.705 | 2.655 | 2.395 | 2.155 | 1.915 | 1.655 | 1.345 | 0.835 | 0.335 | -0.165 | -0.675 | -1.175 | -3.115 | -4.015 | -4.515
Abham / Exeter / Landulph 132kV | Exeter City 33kV | Witheridge | Primary | 11 | -3.7049 | 50.9033 | Leading the Way | Thermal headroom (MW) | 2.755 | 2.675 | 2.625 | 2.565 | 2.435 | 2.085 | 1.625 | 1.105 | 0.305 | -0.585 | -0.925 | -1.445 | -2.035 | -2.595 | -3.145 | -5.235 | -6.425 | -7.425
Abham / Exeter / Landulph 132kV | Exeter City 33kV | Witheridge | Primary | 11 | -3.7049 | 50.9033 | Steady Progression | Thermal headroom (MW) | 2.755 | 2.745 | 2.775 | 2.805 | 2.815 | 2.685 | 2.525 | 2.365 | 2.195 | 1.965 | 1.615 | 1.325 | 0.985 | 0.625 | 0.245 | -2.105 | -2.825 | -3.045
Abham / Exeter / Landulph 132kV | Exeter City 33kV | Witheridge | Primary | 11 | -3.7049 | 50.9033 | System Transformation | Thermal headroom (MW) | 2.755 | 2.715 | 2.705 | 2.695 | 2.645 | 2.585 | 2.515 | 2.425 | 2.305 | 2.205 | 1.835 | 1.665 | 1.315 | 1.075 | 0.615 | -2.045 | -4.685 | -5.805
Abham / Exeter / Landulph 132kV | Exeter City 33kV | Witheridge | Primary | 11 | -3.7049 | 50.9033 | WPD Best View | Thermal headroom (MW) | 2.755 | 2.715 | 2.705 | 2.695 | 2.645 | 2.585 | 2.515 | 2.425 | 2.305 | 2.205 | 1.835 | 1.665 | 1.315 | 1.075 | 0.615 | -2.045 | -4.685 | -5.805
Abham / Exeter / Landulph 132kV | Exeter Main 33kV | Exeter Main 33kV | Bulk Supply Point | 33 | -3.406 | 50.7666 | Consumer Transformation | Thermal headroom (MW) | 20.02 | 19.3391 | 19.0315 | 17.9566 | 16.3998 | 13.5052 | 10.8109 | 8.3165 | 5.8953 | 3.3946 | -0.37113 | -4.8232 | -9.6816 | -14.4993 | -18.9586 | -44.1762 | -58.8982 | -67.6897
Abham / Exeter / Landulph 132kV | Exeter Main 33kV | Exeter Main 33kV | Bulk Supply Point | 33 | -3.406 | 50.7666 | Leading the Way | Thermal headroom (MW) | 20.02 | 18.8612 | 18.0208 | 16.3366 | 13.9595 | 9.2584 | 4.9486 | 0.6501 | -3.7368 | -8.7519 | -13.4037 | -18.2392 | -23.0529 | -27.8725 | -32.0477 | -49.2767 | -58.0026 | -65.2025
Abham / Exeter / Landulph 132kV | Exeter Main 33kV | Exeter Main 33kV | Bulk Supply Point | 33 | -3.406 | 50.7666 | Steady Progression | Thermal headroom (MW) | 20.02 | 19.8523 | 20.0883 | 19.8414 | 19.4019 | 18.0571 | 16.9144 | 15.7648 | 14.5092 | 13.1426 | 11.1406 | 9.1481 | 7.0254 | 4.8709 | 2.6359 | -12.7037 | -19.819 | -22.2172
Abham / Exeter / Landulph 132kV | Exeter Main 33kV | Exeter Main 33kV | Bulk Supply Point | 33 | -3.406 | 50.7666 | System Transformation | Thermal headroom (MW) | 20.02 | 19.6403 | 19.6443 | 19.0502 | 18.1546 | 16.95 | 15.869 | 14.6874 | 13.2873 | 11.9383 | 10.0758 | 8.1314 | 6.1383 | 4.1871 | 2.4568 | -11.5117 | -22.2229 | -26.2496
Abham / Exeter / Landulph 132kV | Exeter Main 33kV | Exeter Main 33kV | Bulk Supply Point | 33 | -3.406 | 50.7666 | WPD Best View | Thermal headroom (MW) | 20.02 | 19.6403 | 19.6443 | 19.0502 | 18.1546 | 16.95 | 15.869 | 14.6874 | 13.2873 | 11.9383 | 10.0758 | 8.1314 | 6.1383 | 4.1871 | 2.4568 | -11.5117 | -22.2229 | -26.2496
Abham / Exeter / Landulph 132kV | Exeter Main 33kV | Core Hill | Primary | 11 | -3.2465 | 50.7024 | Consumer Transformation | Thermal headroom (MW) | 1.235 | 1.145 | 1.125 | 0.595 | -0.035 | -0.575 | -0.885 | -1.155 | -1.435 | -1.715 | -2.285 | -2.915 | -3.555 | -4.225 | -4.855 | -8.635 | -10.835 | -11.815
Abham / Exeter / Landulph 132kV | Exeter Main 33kV | Core Hill | Primary | 11 | -3.2465 | 50.7024 | Leading the Way | Thermal headroom (MW) | 1.235 | 1.065 | 0.955 | 0.195 | -0.705 | -1.675 | -2.195 | -2.655 | -3.145 | -3.725 | -4.355 | -5.005 | -5.625 | -6.275 | -6.845 | -9.065 | -9.915 | -10.295
Abham / Exeter / Landulph 132kV | Exeter Main 33kV | Core Hill | Primary | 11 | -3.2465 | 50.7024 | Steady Progression | Thermal headroom (MW) | 1.235 | 1.235 | 1.295 | 0.935 | 0.535 | 0.195 | 0.045 | -0.105 | -0.265 | -0.445 | -0.745 | -1.035 | -1.295 | -1.535 | -1.775 | -3.665 | -4.495 | -4.865
Abham / Exeter / Landulph 132kV | Exeter Main 33kV | Core Hill | Primary | 11 | -3.2465 | 50.7024 | System Transformation | Thermal headroom (MW) | 1.235 | 1.195 | 1.225 | 0.755 | 0.215 | -0.155 | -0.305 | -0.455 | -0.625 | -0.815 | -1.045 | -1.255 | -1.485 | -1.705 | -1.895 | -3.635 | -4.695 | -4.985
Abham / Exeter / Landulph 132kV | Exeter Main 33kV | Core Hill | Primary | 11 | -3.2465 | 50.7024 | WPD Best View | Thermal headroom (MW) | 1.235 | 1.195 | 1.225 | 0.755 | 0.215 | -0.155 | -0.305 | -0.455 | -0.625 | -0.815 | -1.045 | -1.255 | -1.485 | -1.705 | -1.895 | -3.635 | -4.695 | -4.985
Abham / Exeter / Landulph 132kV | Exeter Main 33kV | Honiton Heathfield | Primary | 11 | -3.206 | 50.7911 | Consumer Transformation | Thermal headroom (MW) | 3.81 | 3.55 | 3.42 | 3.14 | 2.69 | 1.8 | 0.69 | -0.26 | -1.22 | -2.25 | -4 | -6.04 | -8.1 | -10.16 | -11.86 | -21.39 | -25.99 | -27.95
Abham / Exeter / Landulph 132kV | Exeter Main 33kV | Honiton Heathfield | Primary | 11 | -3.206 | 50.7911 | Leading the Way | Thermal headroom (MW) | 3.81 | 3.34 | 2.99 | 2.53 | 1.82 | 0.3 | -1.52 | -3.17 | -5.07 | -7.16 | -9.3 | -11.57 | -13.77 | -15.98 | -17.64 | -23.35 | -24.93 | -25.57
Abham / Exeter / Landulph 132kV | Exeter Main 33kV | Honiton Heathfield | Primary | 11 | -3.206 | 50.7911 | Steady Progression | Thermal headroom (MW) | 3.81 | 3.74 | 3.82 | 3.86 | 3.84 | 3.4 | 2.86 | 2.36 | 1.82 | 1.2 | 0.37 | -0.52 | -1.58 | -2.69 | -3.74 | -9.98 | -12.63 | -13.24
Abham / Exeter / Landulph 132kV | Exeter Main 33kV | Honiton Heathfield | Primary | 11 | -3.206 | 50.7911 | System Transformation | Thermal headroom (MW) | 3.81 | 3.66 | 3.65 | 3.58 | 3.41 | 2.91 | 2.16 | 1.53 | 0.85 | 0.06 | -0.92 | -1.97 | -3.04 | -4.11 | -4.94 | -11.14 | -13.83 | -14.15
Abham / Exeter / Landulph 132kV | Exeter Main 33kV | Honiton Heathfield | Primary | 11 | -3.206 | 50.7911 | WPD Best View | Thermal headroom (MW) | 3.81 | 3.66 | 3.65 | 3.58 | 3.41 | 2.91 | 2.16 | 1.53 | 0.85 | 0.06 | -0.92 | -1.97 | -3.04 | -4.11 | -4.94 | -11.14 | -13.83 | -14.15
Abham / Exeter / Landulph 132kV | Exeter Main 33kV | Marsh Green | Primary | 11 | -3.3518 | 50.7387 | Consumer Transformation | Thermal headroom (MW) | 2.185 | 2.105 | 1.995 | 1.835 | 1.565 | 0.835 | 0.075 | -0.705 | -1.405 | -2.105 | -2.875 | -3.795 | -4.735 | -5.635 | -6.525 | -10.945 | -14.195 | -17.175
Abham / Exeter / Landulph 132kV | Exeter Main 33kV | Marsh Green | Primary | 11 | -3.3518 | 50.7387 | Leading the Way | Thermal headroom (MW) | 2.185 | 2.055 | 1.895 | 1.675 | 1.345 | 0.385 | -0.695 | -1.905 | -3.015 | -4.265 | -5.135 | -6.015 | -6.945 | -7.835 | -8.635 | -13.035 | -16.555 | -20.315
Abham / Exeter / Landulph 132kV | Exeter Main 33kV | Marsh Green | Primary | 11 | -3.3518 | 50.7387 | Steady Progression | Thermal headroom (MW) | 2.185 | 2.145 | 2.115 | 2.085 | 2.005 | 1.745 | 1.465 | 1.145 | 0.835 | 0.535 | 0.125 | -0.275 | -0.675 | -1.085 | -1.545 | -4.345 | -5.175 | -5.595
Abham / Exeter / Landulph 132kV | Exeter Main 33kV | Marsh Green | Primary | 11 | -3.3518 | 50.7387 | System Transformation | Thermal headroom (MW) | 2.185 | 2.115 | 2.055 | 1.975 | 1.845 | 1.695 | 1.505 | 1.175 | 0.755 | 0.495 | 0.165 | -0.185 | -0.525 | -0.865 | -1.175 | -3.625 | -6.595 | -8.505
Abham / Exeter / Landulph 132kV | Exeter Main 33kV | Marsh Green | Primary | 11 | -3.3518 | 50.7387 | WPD Best View | Thermal headroom (MW) | 2.185 | 2.115 | 2.055 | 1.975 | 1.845 | 1.695 | 1.505 | 1.175 | 0.755 | 0.495 | 0.165 | -0.185 | -0.525 | -0.865 | -1.175 | -3.625 | -6.595 | -8.505
Abham / Exeter / Landulph 132kV | Exeter Main 33kV | Offwell | Primary | 11 | -3.1534 | 50.7948 | Consumer Transformation | Thermal headroom (MW) | 1.47 | 1.43 | 1.47 | 1.48 | 1.44 | 1.27 | 1.07 | 0.89 | 0.73 | 0.55 | 0.22 | -0.09 | -0.56 | -1.03 | -1.47 | -3.63 | -4.52 | -4.89
Abham / Exeter / Landulph 132kV | Exeter Main 33kV | Offwell | Primary | 11 | -3.1534 | 50.7948 | Leading the Way | Thermal headroom (MW) | 1.47 | 1.4 | 1.39 | 1.36 | 1.27 | 1.02 | 0.67 | 0.3 | -0.06 | -0.44 | -0.72 | -1.02 | -1.33 | -1.67 | -1.97 | -3.38 | -3.81 | -4.03
Abham / Exeter / Landulph 132kV | Exeter Main 33kV | Offwell | Primary | 11 | -3.1534 | 50.7948 | Steady Progression | Thermal headroom (MW) | 1.47 | 1.46 | 1.52 | 1.57 | 1.61 | 1.54 | 1.44 | 1.33 | 1.19 | 1.05 | 0.82 | 0.61 | 0.37 | 0.12 | -0.14 | -2.48 | -3.37 | -3.58
Abham / Exeter / Landulph 132kV | Exeter Main 33kV | Offwell | Primary | 11 | -3.1534 | 50.7948 | System Transformation | Thermal headroom (MW) | 1.47 | 1.44 | 1.48 | 1.52 | 1.52 | 1.53 | 1.49 | 1.48 | 1.45 | 1.4 | 1.26 | 1.1 | 0.95 | 0.79 | 0.65 | -1.12 | -2.86 | -3.2
Abham / Exeter / Landulph 132kV | Exeter Main 33kV | Offwell | Primary | 11 | -3.1534 | 50.7948 | WPD Best View | Thermal headroom (MW) | 1.47 | 1.44 | 1.48 | 1.52 | 1.52 | 1.53 | 1.49 | 1.48 | 1.45 | 1.4 | 1.26 | 1.1 | 0.95 | 0.79 | 0.65 | -1.12 | -2.86 | -3.2
Abham / Exeter / Landulph 132kV | Exeter Main 33kV | Ottery St Mary | Primary | 11 | -3.2867 | 50.746 | Consumer Transformation | Thermal headroom (MW) | 8.2 | 8.02 | 7.95 | 7.83 | 7.63 | 6.99 | 6.55 | 6.21 | 5.86 | 5.49 | 4.91 | 4.22 | 3.37 | 2.56 | 1.79 | -3.29 | -6.11 | -7.51
Abham / Exeter / Landulph 132kV | Exeter Main 33kV | Ottery St Mary | Primary | 11 | -3.2867 | 50.746 | Leading the Way | Thermal headroom (MW) | 8.2 | 7.91 | 7.73 | 7.51 | 7.18 | 6.07 | 5.31 | 4.66 | 4.05 | 3.26 | 2.46 | 1.6 | 0.77 | -0.06 | -0.8 | -3.81 | -5.07 | -5.91
Abham / Exeter / Landulph 132kV | Exeter Main 33kV | Ottery St Mary | Primary | 11 | -3.2867 | 50.746 | Steady Progression | Thermal headroom (MW) | 8.2 | 8.15 | 8.2 | 8.24 | 8.25 | 7.88 | 7.67 | 7.49 | 7.28 | 7.06 | 6.73 | 6.4 | 6.06 | 5.71 | 5.34 | 2.64 | 1.06 | 0.55
Abham / Exeter / Landulph 132kV | Exeter Main 33kV | Ottery St Mary | Primary | 11 | -3.2867 | 50.746 | System Transformation | Thermal headroom (MW) | 8.2 | 8.1 | 8.11 | 8.1 | 8.03 | 7.63 | 7.4 | 7.23 | 7.05 | 6.82 | 6.5 | 6.15 | 5.8 | 5.46 | 5.15 | 2.71 | 0.99 | 0.52
Abham / Exeter / Landulph 132kV | Exeter Main 33kV | Ottery St Mary | Primary | 11 | -3.2867 | 50.746 | WPD Best View | Thermal headroom (MW) | 8.2 | 8.1 | 8.11 | 8.1 | 8.03 | 7.63 | 7.4 | 7.23 | 7.05 | 6.82 | 6.5 | 6.15 | 5.8 | 5.46 | 5.15 | 2.71 | 0.99 | 0.52
Abham / Exeter / Landulph 132kV | Exeter Main 33kV | Sidmouth Town | Primary | 11 | -3.2385 | 50.6887 | Consumer Transformation | Thermal headroom (MW) | 2.67 | 2.46 | 2.39 | 2.27 | 2.09 | 1.8 | 1.5 | 1.18 | 0.83 | 0.46 | -0.18 | -1.09 | -2.07 | -3.05 | -3.99 | -9.66 | -13.08 | -14.81
Abham / Exeter / Landulph 132kV | Exeter Main 33kV | Sidmouth Town | Primary | 11 | -3.2385 | 50.6887 | Leading the Way | Thermal headroom (MW) | 2.67 | 2.31 | 2.08 | 1.83 | 1.46 | 0.84 | 0.25 | -0.4 | -1.18 | -2.07 | -3.17 | -4.3 | -5.43 | -6.53 | -7.55 | -10.62 | -11.8 | -12.55
Abham / Exeter / Landulph 132kV | Exeter Main 33kV | Sidmouth Town | Primary | 11 | -3.2385 | 50.6887 | Steady Progression | Thermal headroom (MW) | 2.67 | 2.63 | 2.71 | 2.79 | 2.84 | 2.79 | 2.72 | 2.63 | 2.49 | 2.3 | 2 | 1.68 | 1.34 | 0.98 | 0.6 | -1.97 | -4.12 | -4.81
Abham / Exeter / Landulph 132kV | Exeter Main 33kV | Sidmouth Town | Primary | 11 | -3.2385 | 50.6887 | System Transformation | Thermal headroom (MW) | 2.67 | 2.57 | 2.59 | 2.6 | 2.56 | 2.5 | 2.41 | 2.25 | 2.06 | 1.81 | 1.45 | 1.06 | 0.64 | 0.24 | -0.17 | -2.85 | -4.34 | -4.73
Abham / Exeter / Landulph 132kV | Exeter Main 33kV | Sidmouth Town | Primary | 11 | -3.2385 | 50.6887 | WPD Best View | Thermal headroom (MW) | 2.67 | 2.57 | 2.59 | 2.6 | 2.56 | 2.5 | 2.41 | 2.25 | 2.06 | 1.81 | 1.45 | 1.06 | 0.64 | 0.24 | -0.17 | -2.85 | -4.34 | -4.73
Abham / Exeter / Landulph 132kV | Exmouth 33kV | Exmouth 33kV | Bulk Supply Point | 33 | -3.4005 | 50.6314 | Consumer Transformation | Thermal headroom (MW) | 17.2 | 16.3604 | 15.9801 | 15.3643 | 13.9886 | 12.098 | 10.2528 | 8.3411 | 6.4861 | 4.5192 | 0.60627 | -4.1152 | -9.3485 | -14.3587 | -19.2049 | -48.5672 | -66.5127 | -75.3078
Abham / Exeter / Landulph 132kV | Exmouth 33kV | Exmouth 33kV | Bulk Supply Point | 33 | -3.4005 | 50.6314 | Leading the Way | Thermal headroom (MW) | 17.2 | 15.6224 | 14.4452 | 13.0285 | 10.5767 | 6.9185 | 3.3129 | -0.74656 | -4.6073 | -8.9178 | -14.2052 | -19.8758 | -25.4968 | -31.0389 | -35.999 | -52.9402 | -60.2089 | -64.1696
Abham / Exeter / Landulph 132kV | Exmouth 33kV | Exmouth 33kV | Bulk Supply Point | 33 | -3.4005 | 50.6314 | Steady Progression | Thermal headroom (MW) | 17.2 | 17.0848 | 17.4538 | 17.7423 | 17.6865 | 17.0766 | 16.436 | 15.6114 | 14.6432 | 13.5283 | 11.832 | 10.1273 | 8.3193 | 6.4106 | 4.4634 | -8.3257 | -17.2626 | -20.9615
Abham / Exeter / Landulph 132kV | Exmouth 33kV | Exmouth 33kV | Bulk Supply Point | 33 | -3.4005 | 50.6314 | System Transformation | Thermal headroom (MW) | 17.2 | 16.8032 | 16.8472 | 16.7896 | 16.2186 | 15.6402 | 14.932 | 13.9391 | 12.8643 | 11.6171 | 9.8378 | 7.938 | 5.9957 | 3.8935 | 1.8138 | -11.1195 | -18.7556 | -21.0428
Abham / Exeter / Landulph 132kV | Exmouth 33kV | Exmouth 33kV | Bulk Supply Point | 33 | -3.4005 | 50.6314 | WPD Best View | Thermal headroom (MW) | 17.2 | 16.8032 | 16.8472 | 16.7896 | 16.2186 | 15.6402 | 14.932 | 13.9391 | 12.8643 | 11.6171 | 9.8378 | 7.938 | 5.9957 | 3.8935 | 1.8138 | -11.1195 | -18.7556 | -21.0428
Abham / Exeter / Landulph 132kV | Exmouth 33kV | Budleigh Salterton | Primary | 11 | -3.3331 | 50.6302 | Consumer Transformation | Thermal headroom (MW) | 0.29 | 0.23 | 0.19 | 0.13 | 0.02 | -0.12 | -0.25 | -0.39 | -0.53 | -0.68 | -1.01 | -1.43 | -1.93 | -2.35 | -2.77 | -5.45 | -7.13 | -7.94
Abham / Exeter / Landulph 132kV | Exmouth 33kV | Budleigh Salterton | Primary | 11 | -3.3331 | 50.6302 | Leading the Way | Thermal headroom (MW) | 0.29 | 0.16 | 0.04 | -0.09 | -0.3 | -0.62 | -0.93 | -1.29 | -1.65 | -2.03 | -2.53 | -3.08 | -3.61 | -4.13 | -4.61 | -5.98 | -6.56 | -6.89
Abham / Exeter / Landulph 132kV | Exmouth 33kV | Budleigh Salterton | Primary | 11 | -3.3331 | 50.6302 | Steady Progression | Thermal headroom (MW) | 0.29 | 0.29 | 0.31 | 0.32 | 0.33 | 0.29 | 0.23 | 0.15 | 0.06 | -0.04 | -0.19 | -0.34 | -0.49 | -0.67 | -0.84 | -1.8 | -2.52 | -2.87
Abham / Exeter / Landulph 132kV | Exmouth 33kV | Budleigh Salterton | Primary | 11 | -3.3331 | 50.6302 | System Transformation | Thermal headroom (MW) | 0.29 | 0.26 | 0.26 | 0.25 | 0.21 | 0.15 | 0.08 | -0.02 | -0.13 | -0.26 | -0.43 | -0.61 | -0.79 | -0.99 | -1.2 | -2.13 | -2.57 | -2.74
Abham / Exeter / Landulph 132kV | Exmouth 33kV | Budleigh Salterton | Primary | 11 | -3.3331 | 50.6302 | WPD Best View | Thermal headroom (MW) | 0.29 | 0.26 | 0.26 | 0.25 | 0.21 | 0.15 | 0.08 | -0.02 | -0.13 | -0.26 | -0.43 | -0.61 | -0.79 | -0.99 | -1.2 | -2.13 | -2.57 | -2.74
Abham / Exeter / Landulph 132kV | Exmouth 33kV | East Budleigh | Primary | 11 | -3.328 | 50.6565 | Consumer Transformation | Thermal headroom (MW) | 3.4575 | 3.3975 | 3.3775 | 3.3575 | 3.3075 | 3.1975 | 3.0875 | 2.9775 | 2.8675 | 2.7575 | 2.5575 | 2.2975 | 2.0075 | 1.7275 | 1.4575 | -0.2325 | -1.2625 | -1.7725
Abham / Exeter / Landulph 132kV | Exmouth 33kV | East Budleigh | Primary | 11 | -3.328 | 50.6565 | Leading the Way | Thermal headroom (MW) | 3.4575 | 3.3475 | 3.2975 | 3.2275 | 3.1375 | 2.9075 | 2.6775 | 2.4475 | 2.2275 | 1.9475 | 1.6675 | 1.3875 | 1.0975 | 0.8175 | 0.5375 | -0.5225 | -0.9425 | -1.2025
Abham / Exeter / Landulph 132kV | Exmouth 33kV | East Budleigh | Primary | 11 | -3.328 | 50.6565 | Steady Progression | Thermal headroom (MW) | 3.4575 | 3.4375 | 3.4675 | 3.4875 | 3.5075 | 3.4675 | 3.4275 | 3.3775 | 3.3075 | 3.2375 | 3.1075 | 2.9975 | 2.8775 | 2.7475 | 2.6175 | 1.6675 | 1.2075 | 0.9975
Abham / Exeter / Landulph 132kV | Exmouth 33kV | East Budleigh | Primary | 11 | -3.328 | 50.6565 | System Transformation | Thermal headroom (MW) | 3.4575 | 3.4175 | 3.4175 | 3.4175 | 3.4075 | 3.3975 | 3.3875 | 3.3475 | 3.2975 | 3.2475 | 3.1475 | 3.0475 | 2.9275 | 2.8275 | 2.7375 | 1.9275 | 1.2975 | 1.0875
Abham / Exeter / Landulph 132kV | Exmouth 33kV | East Budleigh | Primary | 11 | -3.328 | 50.6565 | WPD Best View | Thermal headroom (MW) | 3.4575 | 3.4175 | 3.4175 | 3.4175 | 3.4075 | 3.3975 | 3.3875 | 3.3475 | 3.2975 | 3.2475 | 3.1475 | 3.0475 | 2.9275 | 2.8275 | 2.7375 | 1.9275 | 1.2975 | 1.0875
Abham / Exeter / Landulph 132kV | Exmouth 33kV | Exmouth Works | Primary | 11 | -3.4063 | 50.6232 | Consumer Transformation | Thermal headroom (MW) | 1.32 | 1.1 | 1 | 0.85 | 0.56 | 0.08 | -0.4 | -0.9 | -1.42 | -1.98 | -3.42 | -4.91 | -6.39 | -7.84 | -9.23 | -15.77 | -20.01 | -22.24
Abham / Exeter / Landulph 132kV | Exmouth 33kV | Exmouth Works | Primary | 11 | -3.4063 | 50.6232 | Leading the Way | Thermal headroom (MW) | 1.32 | 0.85 | 0.5 | 0.12 | -0.46 | -1.24 | -2.04 | -3.08 | -4.21 | -5.44 | -6.93 | -8.51 | -10.09 | -11.6 | -13 | -16.7 | -17.96 | -18.34
Abham / Exeter / Landulph 132kV | Exmouth 33kV | Exmouth Works | Primary | 11 | -3.4063 | 50.6232 | Steady Progression | Thermal headroom (MW) | 1.32 | 1.32 | 1.45 | 1.55 | 1.6 | 1.53 | 1.44 | 1.29 | 1.09 | 0.85 | 0.45 | 0.04 | -0.42 | -0.9 | -1.38 | -4.78 | -7.4 | -8.27
Abham / Exeter / Landulph 132kV | Exmouth 33kV | Exmouth Works | Primary | 11 | -3.4063 | 50.6232 | System Transformation | Thermal headroom (MW) | 1.32 | 1.24 | 1.25 | 1.24 | 1.16 | 1.09 | 0.95 | 0.75 | 0.5 | 0.2 | -0.24 | -0.72 | -1.22 | -1.71 | -2.26 | -5.61 | -6.84 | -7.18
Abham / Exeter / Landulph 132kV | Exmouth 33kV | Exmouth Works | Primary | 11 | -3.4063 | 50.6232 | WPD Best View | Thermal headroom (MW) | 1.32 | 1.24 | 1.25 | 1.24 | 1.16 | 1.09 | 0.95 | 0.75 | 0.5 | 0.2 | -0.24 | -0.72 | -1.22 | -1.71 | -2.26 | -5.61 | -6.84 | -7.18
Abham / Exeter / Landulph 132kV | Exmouth 33kV | Newton Poppleford | Primary | 11 | -3.291 | 50.7011 | Consumer Transformation | Thermal headroom (MW) | 3.2075 | 3.1575 | 3.1475 | 3.1075 | 3.0375 | 2.9275 | 2.8275 | 2.7175 | 2.5975 | 2.4675 | 2.3075 | 2.0975 | 1.8275 | 1.5475 | 1.2775 | -0.5825 | -1.7325 | -2.3125
Abham / Exeter / Landulph 132kV | Exmouth 33kV | Newton Poppleford | Primary | 11 | -3.291 | 50.7011 | Leading the Way | Thermal headroom (MW) | 3.2075 | 3.1175 | 3.0575 | 2.9875 | 2.8575 | 2.6675 | 2.4575 | 2.2275 | 2.0075 | 1.7675 | 1.4875 | 1.1875 | 0.8875 | 0.5875 | 0.3075 | -0.8825 | -1.4325 | -1.7725
Abham / Exeter / Landulph 132kV | Exmouth 33kV | Newton Poppleford | Primary | 11 | -3.291 | 50.7011 | Steady Progression | Thermal headroom (MW) | 3.2075 | 3.2075 | 3.2375 | 3.2675 | 3.2775 | 3.2475 | 3.2075 | 3.1575 | 3.0975 | 3.0275 | 2.9275 | 2.8275 | 2.7075 | 2.5875 | 2.4575 | 1.7275 | 1.2375 | 1.0275
Abham / Exeter / Landulph 132kV | Exmouth 33kV | Newton Poppleford | Primary | 11 | -3.291 | 50.7011 | System Transformation | Thermal headroom (MW) | 3.2075 | 3.1875 | 3.1975 | 3.1975 | 3.1675 | 3.1475 | 3.1175 | 3.0775 | 3.0175 | 2.9475 | 2.8375 | 2.7175 | 2.5975 | 2.4875 | 2.3875 | 1.6875 | 1.0975 | 0.8975
Abham / Exeter / Landulph 132kV | Exmouth 33kV | Newton Poppleford | Primary | 11 | -3.291 | 50.7011 | WPD Best View | Thermal headroom (MW) | 3.2075 | 3.1875 | 3.1975 | 3.1975 | 3.1675 | 3.1475 | 3.1175 | 3.0775 | 3.0175 | 2.9475 | 2.8375 | 2.7175 | 2.5975 | 2.4875 | 2.3875 | 1.6875 | 1.0975 | 0.8975
Abham / Exeter / Landulph 132kV | Exmouth 33kV | Withycombe Raleigh | Primary | 11 | -3.394 | 50.6321 | Consumer Transformation | Thermal headroom (MW) | 9.09 | 8.69 | 8.45 | 8.11 | 7.11 | 5.93 | 4.87 | 3.74 | 2.84 | 1.88 | -0.25 | -2.66 | -5.07 | -7.49 | -9.87 | -23.43 | -31.69 | -35.68
Abham / Exeter / Landulph 132kV | Exmouth 33kV | Withycombe Raleigh | Primary | 11 | -3.394 | 50.6321 | Leading the Way | Thermal headroom (MW) | 9.09 | 8.4 | 7.82 | 7.04 | 5.36 | 3.16 | 1.24 | -0.86 | -2.63 | -4.61 | -7.26 | -9.99 | -12.71 | -15.37 | -17.55 | -25.56 | -29.51 | -31.89
Abham / Exeter / Landulph 132kV | Exmouth 33kV | Withycombe Raleigh | Primary | 11 | -3.394 | 50.6321 | Steady Progression | Thermal headroom (MW) | 9.09 | 9.01 | 9.09 | 9.15 | 8.78 | 8.25 | 7.84 | 7.32 | 6.84 | 6.3 | 5.51 | 4.73 | 3.91 | 3.1 | 2.27 | -3.09 | -7.01 | -8.81
Abham / Exeter / Landulph 132kV | Exmouth 33kV | Withycombe Raleigh | Primary | 11 | -3.394 | 50.6321 | System Transformation | Thermal headroom (MW) | 9.09 | 8.91 | 8.87 | 8.8 | 8.21 | 7.6 | 7.03 | 6.27 | 5.68 | 5.04 | 4.12 | 3.21 | 2.3 | 1.06 | -0.18 | -6.44 | -9.77 | -10.7
Abham / Exeter / Landulph 132kV | Exmouth 33kV | Withycombe Raleigh | Primary | 11 | -3.394 | 50.6321 | WPD Best View | Thermal headroom (MW) | 9.09 | 8.91 | 8.87 | 8.8 | 8.21 | 7.6 | 7.03 | 6.27 | 5.68 | 5.04 | 4.12 | 3.21 | 2.3 | 1.06 | -0.18 | -6.44 | -9.77 | -10.7
Abham / Exeter / Landulph 132kV | Exmouth 33kV | Woodbury | Primary | 11 | -3.4146 | 50.6673 | Consumer Transformation | Thermal headroom (MW) | 0.6475 | 0.5575 | 0.5375 | 0.4775 | 0.3275 | 0.1275 | -0.0625 | -0.2625 | -0.4625 | -0.6925 | -0.9725 | -1.4025 | -1.9825 | -2.5225 | -3.0125 | -6.7625 | -8.7925 | -9.7325
Abham / Exeter / Landulph 132kV | Exmouth 33kV | Woodbury | Primary | 11 | -3.4146 | 50.6673 | Leading the Way | Thermal headroom (MW) | 0.6475 | 0.4875 | 0.3775 | 0.2475 | -0.0025 | -0.3225 | -0.7025 | -1.1025 | -1.4825 | -1.8925 | -2.3925 | -2.9625 | -3.5725 | -4.1825 | -4.7025 | -6.8725 | -7.7725 | -8.2025
Abham / Exeter / Landulph 132kV | Exmouth 33kV | Woodbury | Primary | 11 | -3.4146 | 50.6673 | Steady Progression | Thermal headroom (MW) | 0.6475 | 0.6375 | 0.6975 | 0.7475 | 0.7475 | 0.7075 | 0.6475 | 0.5775 | 0.4875 | 0.3775 | 0.1975 | 0.0175 | -0.1825 | -0.3925 | -0.6025 | -2.3425 | -3.6825 | -4.0925
Abham / Exeter / Landulph 132kV | Exmouth 33kV | Woodbury | Primary | 11 | -3.4146 | 50.6673 | System Transformation | Thermal headroom (MW) | 0.6475 | 0.6075 | 0.6375 | 0.6475 | 0.6075 | 0.5775 | 0.5275 | 0.4575 | 0.3475 | 0.2275 | 0.0675 | -0.1125 | -0.3025 | -0.4825 | -0.6625 | -2.5825 | -4.0025 | -4.2725
Abham / Exeter / Landulph 132kV | Exmouth 33kV | Woodbury | Primary | 11 | -3.4146 | 50.6673 | WPD Best View | Thermal headroom (MW) | 0.6475 | 0.6075 | 0.6375 | 0.6475 | 0.6075 | 0.5775 | 0.5275 | 0.4575 | 0.3475 | 0.2275 | 0.0675 | -0.1125 | -0.3025 | -0.4825 | -0.6625 | -2.5825 | -4.0025 | -4.2725
Abham / Exeter / Landulph 132kV | Landulph 33kV / St Germans | Callington | Primary | 11 | -4.3197 | 50.504 | Consumer Transformation | Thermal headroom (MW) | 3.85 | 3.58 | 3.55 | 3.42 | 3.18 | 2.82 | 2.47 | 2.13 | 1.78 | 1.23 | 0.12 | -1.02 | -2.2 | -3.27 | -4.28 | -9.68 | -12.57 | -13.86
Abham / Exeter / Landulph 132kV | Landulph 33kV / St Germans | Callington | Primary | 11 | -4.3197 | 50.504 | Leading the Way | Thermal headroom (MW) | 3.85 | 3.46 | 3.28 | 3.04 | 2.62 | 2.14 | 1.52 | 0.78 | -0.2 | -1.26 | -2.29 | -3.39 | -4.52 | -5.6 | -6.54 | -9.95 | -11.04 | -11.41
Abham / Exeter / Landulph 132kV | Landulph 33kV / St Germans | Callington | Primary | 11 | -4.3197 | 50.504 | Steady Progression | Thermal headroom (MW) | 3.85 | 3.75 | 3.85 | 3.92 | 3.96 | 3.88 | 3.79 | 3.67 | 3.54 | 3.38 | 3.09 | 2.79 | 2.35 | 1.8 | 1.17 | -2.93 | -5.12 | -5.81
Abham / Exeter / Landulph 132kV | Landulph 33kV / St Germans | Callington | Primary | 11 | -4.3197 | 50.504 | System Transformation | Thermal headroom (MW) | 3.85 | 3.67 | 3.7 | 3.69 | 3.62 | 3.6 | 3.57 | 3.5 | 3.4 | 3.25 | 2.98 | 2.67 | 2.34 | 1.72 | 1.06 | -3.05 | -5.53 | -5.87
Abham / Exeter / Landulph 132kV | Landulph 33kV / St Germans | Callington | Primary | 11 | -4.3197 | 50.504 | WPD Best View | Thermal headroom (MW) | 3.85 | 3.46 | 3.28 | 3.04 | 2.62 | 2.14 | 1.52 | 0.78 | -0.2 | -1.26 | -2.29 | -3.39 | -4.52 | -5.6 | -6.54 | -9.95 | -11.04 | -11.41
Abham / Exeter / Landulph 132kV | Landulph 33kV / St Germans | Gunnislake | Primary | 11 | -4.2257 | 50.5195 | Consumer Transformation | Thermal headroom (MW) | 0.7374 | 0.6074 | 0.5774 | 0.4974 | 0.3074 | -0.0426 | -0.3826 | -0.7126 | -1.0326 | -1.6226 | -2.4326 | -3.2826 | -4.0926 | -4.8826 | -5.6626 | -9.5026 | -11.5126 | -12.5026
Abham / Exeter / Landulph 132kV | Landulph 33kV / St Germans | Gunnislake | Primary | 11 | -4.2257 | 50.5195 | Leading the Way | Thermal headroom (MW) | 0.7374 | 0.5174 | 0.3974 | 0.2374 | -0.0726 | -0.5126 | -1.1026 | -1.8326 | -2.6326 | -3.5026 | -4.1926 | -4.9226 | -5.6626 | -6.3526 | -6.9926 | -9.8326 | -10.5726 | -10.9526
Abham / Exeter / Landulph 132kV | Landulph 33kV / St Germans | Gunnislake | Primary | 11 | -4.2257 | 50.5195 | Steady Progression | Thermal headroom (MW) | 0.7374 | 0.7074 | 0.7674 | 0.8174 | 0.8174 | 0.6974 | 0.5574 | 0.3874 | 0.1874 | -0.0226 | -0.4126 | -0.8526 | -1.3426 | -1.8526 | -2.4026 | -5.9626 | -7.5326 | -8.3826
Abham / Exeter / Landulph 132kV | Landulph 33kV / St Germans | Gunnislake | Primary | 11 | -4.2257 | 50.5195 | System Transformation | Thermal headroom (MW) | 0.7374 | 0.6674 | 0.6774 | 0.6674 | 0.5774 | 0.5474 | 0.4974 | 0.4274 | 0.3274 | 0.1874 | -0.0626 | -0.3426 | -0.6326 | -1.0126 | -1.5026 | -5.2526 | -7.7726 | -8.3026
Abham / Exeter / Landulph 132kV | Landulph 33kV / St Germans | Gunnislake | Primary | 11 | -4.2257 | 50.5195 | WPD Best View | Thermal headroom (MW) | 0.7374 | 0.5174 | 0.3974 | 0.2374 | -0.0726 | -0.5126 | -1.1026 | -1.8326 | -2.6326 | -3.5026 | -4.1926 | -4.9226 | -5.6626 | -6.3526 | -6.9926 | -9.8226 | -10.5826 | -10.9626
Abham / Exeter / Landulph 132kV | Landulph 33kV / St Germans | Lanreath | Primary | 11 | -4.5851 | 50.3784 | Consumer Transformation | Thermal headroom (MW) | 2.7325 | 2.7125 | 2.7225 | 2.7225 | 2.7025 | 2.5125 | 2.3525 | 2.1825 | 2.0325 | 1.8625 | 1.6325 | 1.3325 | 1.0325 | 0.7325 | 0.4225 | -0.7875 | -1.4875 | -1.8675
Abham / Exeter / Landulph 132kV | Landulph 33kV / St Germans | Lanreath | Primary | 11 | -4.5851 | 50.3784 | Leading the Way | Thermal headroom (MW) | 2.7325 | 2.6525 | 2.6025 | 2.5325 | 2.4325 | 2.2325 | 1.9725 | 1.6625 | 1.2525 | 0.7725 | 0.5625 | 0.2625 | -0.0675 | -0.4075 | -0.7275 | -1.9775 | -2.5975 | -3.1675
Abham / Exeter / Landulph 132kV | Landulph 33kV / St Germans | Lanreath | Primary | 11 | -4.5851 | 50.3784 | Steady Progression | Thermal headroom (MW) | 2.7325 | 2.7325 | 2.7725 | 2.8125 | 2.8325 | 2.7725 | 2.7125 | 2.6125 | 2.5225 | 2.3925 | 2.1825 | 2.0325 | 1.8625 | 1.6525 | 1.4025 | -0.0875 | -0.5275 | -0.6675
Abham / Exeter / Landulph 132kV | Landulph 33kV / St Germans | Lanreath | Primary | 11 | -4.5851 | 50.3784 | System Transformation | Thermal headroom (MW) | 2.7325 | 2.7125 | 2.7225 | 2.7325 | 2.7125 | 2.7025 | 2.6925 | 2.6625 | 2.6225 | 2.5825 | 2.3725 | 2.2725 | 2.0725 | 1.9425 | 1.6425 | 0.0125 | -1.6175 | -2.2275
Abham / Exeter / Landulph 132kV | Landulph 33kV / St Germans | Lanreath | Primary | 11 | -4.5851 | 50.3784 | WPD Best View | Thermal headroom (MW) | 2.7325 | 2.6525 | 2.6025 | 2.5325 | 2.4325 | 2.2325 | 1.9725 | 1.6625 | 1.2525 | 0.7725 | 0.5625 | 0.2625 | -0.0675 | -0.4075 | -0.7275 | -1.9775 | -2.5975 | -3.1675
Abham / Exeter / Landulph 132kV | Landulph 33kV / St Germans | Lifton | Primary | 11 | -4.2706 | 50.643 | Consumer Transformation | Thermal headroom (MW) | 7.93 | 7.91 | 7.87 | 7.88 | 7.85 | 7.68 | 7.5 | 7.37 | 7.25 | 7.12 | 6.91 | 6.68 | 6.4 | 6.03 | 5.71 | 4.21 | 3.76 | 3.59
Abham / Exeter / Landulph 132kV | Landulph 33kV / St Germans | Lifton | Primary | 11 | -4.2706 | 50.643 | Leading the Way | Thermal headroom (MW) | 7.93 | 7.89 | 7.81 | 7.79 | 7.72 | 7.48 | 7.24 | 6.95 | 6.56 | 6.14 | 6.01 | 5.78 | 5.47 | 5.15 | 4.87 | 3.3 | 2.78 | 2.35
Abham / Exeter / Landulph 132kV | Landulph 33kV / St Germans | Lifton | Primary | 11 | -4.2706 | 50.643 | Steady Progression | Thermal headroom (MW) | 7.93 | 7.92 | 7.9 | 7.95 | 7.99 | 7.92 | 7.85 | 7.79 | 7.7 | 7.57 | 7.35 | 7.19 | 7.02 | 6.83 | 6.64 | 4.71 | 4.04 | 3.61
Abham / Exeter / Landulph 132kV | Landulph 33kV / St Germans | Lifton | Primary | 11 | -4.2706 | 50.643 | System Transformation | Thermal headroom (MW) | 7.93 | 7.9 | 7.84 | 7.86 | 7.86 | 7.87 | 7.85 | 7.85 | 7.83 | 7.8 | 7.61 | 7.51 | 7.32 | 7.21 | 7.05 | 5.03 | 3.02 | 2.46
Abham / Exeter / Landulph 132kV | Landulph 33kV / St Germans | Lifton | Primary | 11 | -4.2706 | 50.643 | WPD Best View | Thermal headroom (MW) | 7.93 | 7.9 | 7.84 | 7.86 | 7.86 | 7.87 | 7.85 | 7.85 | 7.83 | 7.8 | 7.61 | 7.51 | 7.32 | 7.21 | 7.05 | 5.03 | 3.02 | 2.46
Abham / Exeter / Landulph 132kV | Landulph 33kV / St Germans | Liskeard | Primary | 11 | -4.4519 | 50.4486 | Consumer Transformation | Thermal headroom (MW) | 9.225 | 8.735 | 8.065 | 7.475 | 6.835 | 5.635 | 4.555 | 3.235 | 1.645 | -0.465 | -4.235 | -7.965 | -11.705 | -15.425 | -19.215 | -33.615 | -50.715 | -62.755
Abham / Exeter / Landulph 132kV | Landulph 33kV / St Germans | Liskeard | Primary | 11 | -4.4519 | 50.4486 | Leading the Way | Thermal headroom (MW) | 9.225 | 8.435 | 7.395 | 6.445 | 5.375 | 3.525 | 1.415 | -0.935 | -3.855 | -7.405 | -10.065 | -13.075 | -16.275 | -19.425 | -22.415 | -31.095 | -35.215 | -37.755
Abham / Exeter / Landulph 132kV | Landulph 33kV / St Germans | Liskeard | Primary | 11 | -4.4519 | 50.4486 | Steady Progression | Thermal headroom (MW) | 9.225 | 9.015 | 8.665 | 8.455 | 8.345 | 7.985 | 7.565 | 7.075 | 6.545 | 5.585 | 4.095 | 3.025 | 1.845 | 0.575 | -1.005 | -9.695 | -14.515 | -16.645
Abham / Exeter / Landulph 132kV | Landulph 33kV / St Germans | Liskeard | Primary | 11 | -4.4519 | 50.4486 | System Transformation | Thermal headroom (MW) | 9.225 | 8.875 | 8.335 | 7.935 | 7.615 | 7.345 | 7.035 | 6.715 | 6.325 | 5.875 | 4.655 | 3.175 | 1.635 | -0.015 | -1.725 | -11.115 | -16.555 | -17.815
Abham / Exeter / Landulph 132kV | Landulph 33kV / St Germans | Liskeard | Primary | 11 | -4.4519 | 50.4486 | WPD Best View | Thermal headroom (MW) | 9.225 | 8.435 | 7.395 | 6.445 | 5.375 | 3.525 | 1.415 | -0.935 | -3.855 | -7.405 | -10.065 | -13.075 | -16.275 | -19.425 | -22.415 | -31.095 | -35.215 | -37.755
Abham / Exeter / Landulph 132kV | Landulph 33kV / St Germans | Looe | Primary | 11 | -4.4823 | 50.3466 | Consumer Transformation | Thermal headroom (MW) | 5.64 | 5.46 | 5.35 | 5.25 | 4.94 | 4.44 | 4.03 | 3.58 | 2.79 | 1.93 | 0.71 | -0.52 | -1.74 | -2.97 | -4.13 | -10.03 | -13.31 | -14.91
Abham / Exeter / Landulph 132kV | Landulph 33kV / St Germans | Looe | Primary | 11 | -4.4823 | 50.3466 | Leading the Way | Thermal headroom (MW) | 5.64 | 5.28 | 5 | 4.75 | 4.25 | 3.54 | 2.66 | 1.56 | 0.38 | -0.89 | -2.12 | -3.43 | -4.67 | -5.84 | -6.94 | -10.56 | -11.38 | -11.57
Abham / Exeter / Landulph 132kV | Landulph 33kV / St Germans | Looe | Primary | 11 | -4.4823 | 50.3466 | Steady Progression | Thermal headroom (MW) | 5.64 | 5.63 | 5.73 | 5.83 | 5.87 | 5.77 | 5.69 | 5.58 | 5.43 | 5.05 | 4.46 | 3.91 | 3.28 | 2.61 | 1.91 | -2.63 | -4.88 | -5.72
Abham / Exeter / Landulph 132kV | Landulph 33kV / St Germans | Looe | Primary | 11 | -4.4823 | 50.3466 | System Transformation | Thermal headroom (MW) | 5.64 | 5.55 | 5.54 | 5.56 | 5.46 | 5.42 | 5.39 | 5.32 | 5.22 | 5.08 | 4.59 | 3.97 | 3.29 | 2.58 | 1.87 | -2.98 | -5.66 | -6.09
Abham / Exeter / Landulph 132kV | Landulph 33kV / St Germans | Looe | Primary | 11 | -4.4823 | 50.3466 | WPD Best View | Thermal headroom (MW) | 5.64 | 5.28 | 5 | 4.75 | 4.25 | 3.54 | 2.66 | 1.56 | 0.38 | -0.89 | -2.12 | -3.43 | -4.67 | -5.84 | -6.94 | -10.56 | -11.38 | -11.57
Abham / Exeter / Landulph 132kV | Landulph 33kV / St Germans | Lostwithiel | Primary | 11 | -4.6596 | 50.4119 | Consumer Transformation | Thermal headroom (MW) | 14.705 | 14.655 | 14.705 | 14.705 | 14.565 | 14.435 | 14.315 | 14.175 | 14.045 | 13.885 | 13.255 | 12.405 | 11.505 | 10.645 | 9.825 | 6.645 | 5.045 | 4.525
Abham / Exeter / Landulph 132kV | Landulph 33kV / St Germans | Lostwithiel | Primary | 11 | -4.6596 | 50.4119 | Leading the Way | Thermal headroom (MW) | 14.705 | 14.595 | 14.595 | 14.535 | 14.305 | 14.095 | 13.875 | 13.605 | 13.305 | 12.855 | 12.005 | 11.115 | 10.235 | 9.355 | 8.925 | 7.025 | 6.315 | 6.405
Abham / Exeter / Landulph 132kV | Landulph 33kV / St Germans | Lostwithiel | Primary | 11 | -4.6596 | 50.4119 | Steady Progression | Thermal headroom (MW) | 14.705 | 14.705 | 14.815 | 14.895 | 14.905 | 14.925 | 14.935 | 14.915 | 14.895 | 14.855 | 14.755 | 14.655 | 14.555 | 14.445 | 14.325 | 12.155 | 10.665 | 10.115
Abham / Exeter / Landulph 132kV | Landulph 33kV / St Germans | Lostwithiel | Primary | 11 | -4.6596 | 50.4119 | System Transformation | Thermal headroom (MW) | 14.705 | 14.685 | 14.765 | 14.815 | 14.775 | 14.815 | 14.825 | 14.815 | 14.785 | 14.735 | 14.635 | 14.525 | 14.405 | 13.935 | 13.475 | 10.785 | 9.255 | 9.255
Abham / Exeter / Landulph 132kV | Landulph 33kV / St Germans | Lostwithiel | Primary | 11 | -4.6596 | 50.4119 | WPD Best View | Thermal headroom (MW) | 14.705 | 14.595 | 14.595 | 14.535 | 14.305 | 14.095 | 13.875 | 13.605 | 13.305 | 12.855 | 12.005 | 11.115 | 10.235 | 9.355 | 8.925 | 7.025 | 6.315 | 6.405
Abham / Exeter / Landulph 132kV | Landulph 33kV / St Germans | Pensilva | Primary | 11 | -4.4122 | 50.5075 | Consumer Transformation | Thermal headroom (MW) | 1.56 | 1.5 | 1.51 | 1.46 | 1.37 | 1.13 | 0.88 | 0.65 | 0.41 | 0.14 | -0.4 | -0.93 | -1.47 | -2.04 | -2.61 | -4.95 | -6.2 | -6.8
Abham / Exeter / Landulph 132kV | Landulph 33kV / St Germans | Pensilva | Primary | 11 | -4.4122 | 50.5075 | Leading the Way | Thermal headroom (MW) | 1.56 | 1.45 | 1.39 | 1.27 | 1.09 | 0.77 | 0.32 | -0.17 | -0.78 | -1.4 | -1.85 | -2.3 | -2.76 | -3.16 | -3.56 | -5.31 | -5.9 | -6.2
Abham / Exeter / Landulph 132kV | Landulph 33kV / St Germans | Pensilva | Primary | 11 | -4.4122 | 50.5075 | Steady Progression | Thermal headroom (MW) | 1.56 | 1.55 | 1.59 | 1.61 | 1.63 | 1.52 | 1.4 | 1.25 | 1.07 | 0.88 | 0.58 | 0.28 | -0.08 | -0.44 | -0.81 | -3.29 | -4.11 | -4.44
Abham / Exeter / Landulph 132kV | Landulph 33kV / St Germans | Pensilva | Primary | 11 | -4.4122 | 50.5075 | System Transformation | Thermal headroom (MW) | 1.56 | 1.53 | 1.55 | 1.54 | 1.51 | 1.5 | 1.47 | 1.42 | 1.35 | 1.27 | 1.09 | 0.89 | 0.68 | 0.48 | 0.18 | -2.09 | -3.8 | -4.23
Abham / Exeter / Landulph 132kV | Landulph 33kV / St Germans | Pensilva | Primary | 11 | -4.4122 | 50.5075 | WPD Best View | Thermal headroom (MW) | 1.56 | 1.45 | 1.39 | 1.27 | 1.09 | 0.77 | 0.32 | -0.17 | -0.78 | -1.4 | -1.85 | -2.3 | -2.76 | -3.16 | -3.56 | -5.31 | -5.9 | -6.2
Abham / Exeter / Landulph 132kV | Landulph 33kV / St Germans | Saltash Dunheved Rd | Primary | 11 | -4.2178 | 50.408 | Consumer Transformation | Thermal headroom (MW) | 15.3 | 15.09 | 14.96 | 14.8 | 14.49 | 13.96 | 13.41 | 12.85 | 12.2 | 11.21 | 7.95 | 4.65 | 1.34 | -1.95 | -5.34 | -17.24 | -35.43 | -48.97
Abham / Exeter / Landulph 132kV | Landulph 33kV / St Germans | Saltash Dunheved Rd | Primary | 11 | -4.2178 | 50.408 | Leading the Way | Thermal headroom (MW) | 15.3 | 14.91 | 14.57 | 14.2 | 13.41 | 12.45 | 11.33 | 9.93 | 7.68 | 5.16 | 3.04 | 0.5 | -2.42 | -5.37 | -8.16 | -15.13 | -19.56 | -22.72
Abham / Exeter / Landulph 132kV | Landulph 33kV / St Germans | Saltash Dunheved Rd | Primary | 11 | -4.2178 | 50.408 | Steady Progression | Thermal headroom (MW) | 15.3 | 15.28 | 15.34 | 15.4 | 15.41 | 15.33 | 15.23 | 15.07 | 14.85 | 14.14 | 13.19 | 12.79 | 12.33 | 11.71 | 11.17 | 6.21 | 2.37 | 0.45
Abham / Exeter / Landulph 132kV | Landulph 33kV / St Germans | Saltash Dunheved Rd | Primary | 11 | -4.2178 | 50.408 | System Transformation | Thermal headroom (MW) | 15.3 | 15.2 | 15.16 | 15.11 | 14.98 | 14.83 | 14.63 | 14.33 | 13.97 | 13.59 | 12.76 | 11.88 | 10.71 | 9.57 | 8.15 | 1.87 | -2.21 | -3.87
Abham / Exeter / Landulph 132kV | Landulph 33kV / St Germans | Saltash Dunheved Rd | Primary | 11 | -4.2178 | 50.408 | WPD Best View | Thermal headroom (MW) | 15.3 | 14.92 | 14.58 | 14.22 | 13.51 | 12.6 | 11.53 | 10.25 | 8.52 | 6.56 | 3.95 | 1.11 | -1.94 | -4.97 | -7.94 | -15.8 | -23.97 | -30.19
Abham / Exeter / Landulph 132kV | Landulph 33kV / St Germans | Saltash Whity Cross | Primary | 11 | -4.2614 | 50.4222 | Consumer Transformation | Thermal headroom (MW) | 4.135 | 3.935 | 3.665 | 3.385 | 2.995 | 2.345 | 1.685 | 0.995 | 0.285 | -0.345 | -1.515 | -2.725 | -3.935 | -5.125 | -6.265 | -10.455 | -12.735 | -13.755
Abham / Exeter / Landulph 132kV | Landulph 33kV / St Germans | Saltash Whity Cross | Primary | 11 | -4.2614 | 50.4222 | Leading the Way | Thermal headroom (MW) | 4.135 | 3.775 | 3.365 | 2.945 | 2.435 | 1.555 | 0.655 | -0.315 | -1.305 | -2.235 | -3.355 | -4.565 | -5.735 | -6.825 | -7.445 | -10.275 | -11.605 | -12.185
Abham / Exeter / Landulph 132kV | Landulph 33kV / St Germans | Saltash Whity Cross | Primary | 11 | -4.2614 | 50.4222 | Steady Progression | Thermal headroom (MW) | 4.135 | 4.015 | 3.875 | 3.765 | 3.645 | 3.385 | 3.125 | 2.805 | 2.495 | 2.145 | 1.705 | 1.305 | 0.885 | 0.425 | -0.075 | -3.655 | -5.645 | -6.565
Abham / Exeter / Landulph 132kV | Landulph 33kV / St Germans | Saltash Whity Cross | Primary | 11 | -4.2614 | 50.4222 | System Transformation | Thermal headroom (MW) | 4.135 | 3.995 | 3.815 | 3.655 | 3.485 | 3.265 | 3.005 | 2.735 | 2.415 | 2.165 | 1.785 | 1.345 | 0.865 | 0.025 | -0.825 | -4.695 | -7.195 | -7.665
Abham / Exeter / Landulph 132kV | Landulph 33kV / St Germans | Saltash Whity Cross | Primary | 11 | -4.2614 | 50.4222 | WPD Best View | Thermal headroom (MW) | 4.135 | 3.775 | 3.365 | 2.945 | 2.435 | 1.555 | 0.655 | -0.315 | -1.305 | -2.235 | -3.355 | -4.565 | -5.735 | -6.825 | -7.445 | -10.275 | -11.605 | -12.185
Abham / Exeter / Landulph 132kV | Landulph 33kV / St Germans | St Neot | Primary | 11 | -4.551 | 50.4775 | Consumer Transformation | Thermal headroom (MW) | 2.0225 | 1.9625 | 1.9025 | 1.8225 | 1.7425 | 1.5325 | 1.3325 | 1.1425 | 0.9225 | 0.6025 | 0.0625 | -0.4775 | -1.0275 | -1.5375 | -2.0175 | -4.5875 | -5.7075 | -6.2175
Abham / Exeter / Landulph 132kV | Landulph 33kV / St Germans | St Neot | Primary | 11 | -4.551 | 50.4775 | Leading the Way | Thermal headroom (MW) | 2.0225 | 1.9325 | 1.8025 | 1.6825 | 1.5325 | 1.2225 | 0.8325 | 0.3825 | -0.1475 | -0.7275 | -1.1175 | -1.6075 | -2.0475 | -2.4575 | -2.8175 | -4.4375 | -4.9675 | -5.1875
Abham / Exeter / Landulph 132kV | Landulph 33kV / St Germans | St Neot | Primary | 11 | -4.551 | 50.4775 | Steady Progression | Thermal headroom (MW) | 2.0225 | 2.0125 | 1.9825 | 1.9825 | 2.0025 | 1.9125 | 1.8025 | 1.6725 | 1.5325 | 1.3825 | 1.1325 | 0.8825 | 0.5725 | 0.2425 | -0.0875 | -2.5875 | -3.6775 | -3.9675
Abham / Exeter / Landulph 132kV | Landulph 33kV / St Germans | St Neot | Primary | 11 | -4.551 | 50.4775 | System Transformation | Thermal headroom (MW) | 2.0225 | 1.9925 | 1.9325 | 1.9025 | 1.8725 | 1.8525 | 1.8325 | 1.7925 | 1.7325 | 1.6525 | 1.4925 | 1.3125 | 1.1225 | 0.8825 | 0.5625 | -1.7975 | -3.5875 | -3.9275
Abham / Exeter / Landulph 132kV | Landulph 33kV / St Germans | St Neot | Primary | 11 | -4.551 | 50.4775 | WPD Best View | Thermal headroom (MW) | 2.0225 | 1.9325 | 1.8025 | 1.6825 | 1.5325 | 1.2225 | 0.8325 | 0.3825 | -0.1475 | -0.7275 | -1.1175 | -1.6075 | -2.0475 | -2.4575 | -2.8175 | -4.4375 | -4.9675 | -5.1875
Abham / Exeter / Landulph 132kV | Landulph 33kV / St Germans | Torpoint Antony | Primary | 11 | -4.2587 | 50.3659 | Consumer Transformation | Thermal headroom (MW) | 6.09 | 6 | 6.02 | 5.98 | 5.84 | 5.42 | 5.02 | 4.64 | 4.2 | 3.43 | 2.52 | 1.55 | 0.61 | -0.34 | -1.24 | -4.86 | -6.51 | -7.34
Abham / Exeter / Landulph 132kV | Landulph 33kV / St Germans | Torpoint Antony | Primary | 11 | -4.2587 | 50.3659 | Leading the Way | Thermal headroom (MW) | 6.09 | 5.91 | 5.83 | 5.69 | 5.42 | 4.93 | 4.33 | 3.48 | 2.39 | 1.17 | 0.43 | -0.38 | -1.23 | -2.04 | -2.7 | -5.5 | -6.44 | -7.01
Abham / Exeter / Landulph 132kV | Landulph 33kV / St Germans | Torpoint Antony | Primary | 11 | -4.2587 | 50.3659 | Steady Progression | Thermal headroom (MW) | 6.09 | 6.1 | 6.21 | 6.29 | 6.35 | 6.2 | 6.03 | 5.81 | 5.56 | 5.19 | 4.49 | 3.89 | 3.25 | 2.6 | 1.93 | -2.62 | -4.29 | -4.69
Abham / Exeter / Landulph 132kV | Landulph 33kV / St Germans | Torpoint Antony | Primary | 11 | -4.2587 | 50.3659 | System Transformation | Thermal headroom (MW) | 6.09 | 6.04 | 6.08 | 6.09 | 6.03 | 6.02 | 6.01 | 5.94 | 5.85 | 5.74 | 5.39 | 5.14 | 4.51 | 3.94 | 3.27 | -1.13 | -4.8 | -5.73
Abham / Exeter / Landulph 132kV | Landulph 33kV / St Germans | Torpoint Antony | Primary | 11 | -4.2587 | 50.3659 | WPD Best View | Thermal headroom (MW) | 6.09 | 5.91 | 5.83 | 5.69 | 5.42 | 4.93 | 4.33 | 3.48 | 2.39 | 1.17 | 0.43 | -0.38 | -1.23 | -2.04 | -2.7 | -5.5 | -6.44 | -7.01
Abham / Exeter / Landulph 132kV | Landulph 33kV / St Germans | Torpoint Town | Primary | 11 | -4.215 | 50.3765 | Consumer Transformation | Thermal headroom (MW) | 0.55 | 0.45 | 0.4 | 0.3 | 0.16 | -0.09 | -0.34 | -0.6 | -0.87 | -1.18 | -1.92 | -2.67 | -3.44 | -4.15 | -4.88 | -8.99 | -11.54 | -12.88
Abham / Exeter / Landulph 132kV | Landulph 33kV / St Germans | Torpoint Town | Primary | 11 | -4.215 | 50.3765 | Leading the Way | Thermal headroom (MW) | 0.55 | 0.35 | 0.19 | -0.01 | -0.32 | -0.75 | -1.18 | -1.71 | -2.28 | -2.92 | -3.72 | -4.58 | -5.41 | -6.2 | -6.92 | -9.74 | -10.82 | -11.48
Abham / Exeter / Landulph 132kV | Landulph 33kV / St Germans | Torpoint Town | Primary | 11 | -4.215 | 50.3765 | Steady Progression | Thermal headroom (MW) | 0.55 | 0.55 | 0.61 | 0.64 | 0.67 | 0.64 | 0.6 | 0.52 | 0.42 | 0.29 | 0.09 | -0.12 | -0.36 | -0.63 | -0.9 | -2.96 | -4.68 | -5.65
Abham / Exeter / Landulph 132kV | Landulph 33kV / St Germans | Torpoint Town | Primary | 11 | -4.215 | 50.3765 | System Transformation | Thermal headroom (MW) | 0.55 | 0.52 | 0.53 | 0.52 | 0.5 | 0.46 | 0.39 | 0.28 | 0.14 | -0.02 | -0.3 | -0.62 | -0.93 | -1.26 | -1.59 | -4 | -5.26 | -5.54
Abham / Exeter / Landulph 132kV | Landulph 33kV / St Germans | Torpoint Town | Primary | 11 | -4.215 | 50.3765 | WPD Best View | Thermal headroom (MW) | 0.55 | 0.35 | 0.19 | -0.01 | -0.32 | -0.75 | -1.18 | -1.71 | -2.28 | -2.92 | -3.72 | -4.58 | -5.41 | -6.2 | -6.92 | -9.74 | -10.82 | -11.48
Abham / Exeter / Landulph 132kV | Milehouse 33kV | Milehouse 33kV | Bulk Supply Point | 33 | -4.1581 | 50.3835 | Consumer Transformation | Thermal headroom (MW) | 56.5558 | 55.4462 | 54.8523 | 53.8079 | 52.6921 | 50.6006 | 48.5958 | 46.4934 | 44.2424 | 41.8375 | 36.1606 | 29.9295 | 23.2256 | 16.9073 | 10.6876 | -17.7123 | -38.1769 | -50.6753
Abham / Exeter / Landulph 132kV | Milehouse 33kV | Milehouse 33kV | Bulk Supply Point | 33 | -4.1581 | 50.3835 | Leading the Way | Thermal headroom (MW) | 56.5558 | 54.4552 | 52.839 | 50.7724 | 48.4711 | 44.8941 | 41.4804 | 37.6638 | 33.2627 | 28.336 | 22.4137 | 16.0405 | 9.1892 | 2.8263 | -2.8942 | -17.6706 | -23.6915 | -25.4587
Abham / Exeter / Landulph 132kV | Milehouse 33kV | Milehouse 33kV | Bulk Supply Point | 33 | -4.1581 | 50.3835 | Steady Progression | Thermal headroom (MW) | 56.5558 | 56.2999 | 56.5747 | 56.6782 | 56.7815 | 56.3129 | 55.807 | 55.1841 | 54.2998 | 53.0977 | 51.2929 | 49.7272 | 47.9326 | 46.0082 | 44.0941 | 31.3128 | 20.8446 | 16.6646
Abham / Exeter / Landulph 132kV | Milehouse 33kV | Milehouse 33kV | Bulk Supply Point | 33 | -4.1581 | 50.3835 | System Transformation | Thermal headroom (MW) | 56.5558 | 55.9595 | 55.8091 | 55.4647 | 55.0979 | 54.7338 | 54.1041 | 53.2221 | 52.1359 | 50.9265 | 48.7289 | 46.6646 | 44.1193 | 41.6145 | 38.8297 | 27.4339 | 20.7209 | 19.1945
Abham / Exeter / Landulph 132kV | Milehouse 33kV | Milehouse 33kV | Bulk Supply Point | 33 | -4.1581 | 50.3835 | WPD Best View | Thermal headroom (MW) | 56.5558 | 55.4462 | 54.8523 | 53.8079 | 52.6921 | 50.6006 | 48.5958 | 46.4934 | 44.2424 | 41.8375 | 36.1606 | 29.9295 | 23.2256 | 16.9073 | 10.6876 | -17.7123 | -38.1769 | -50.6753
Abham / Exeter / Landulph 132kV | Milehouse 33kV | Alma Road | Primary | 11 | -4.1545 | 50.3834 | Consumer Transformation | Thermal headroom (MW) | 12.75 | 12.4 | 12.15 | 11.89 | 11.47 | 10.73 | 10 | 9.26 | 8.51 | 7.72 | 5.95 | 3.73 | 1.43 | -0.81 | -2.98 | -12.44 | -18.82 | -22.24
Abham / Exeter / Landulph 132kV | Milehouse 33kV | Alma Road | Primary | 11 | -4.1545 | 50.3834 | Leading the Way | Thermal headroom (MW) | 12.75 | 12.11 | 11.55 | 11.01 | 10.24 | 9.09 | 7.99 | 6.83 | 5.5 | 4.01 | 1.71 | -0.66 | -3.11 | -5.43 | -7.28 | -13.2 | -16.08 | -17.38
Abham / Exeter / Landulph 132kV | Milehouse 33kV | Alma Road | Primary | 11 | -4.1545 | 50.3834 | Steady Progression | Thermal headroom (MW) | 12.75 | 12.68 | 12.76 | 12.85 | 12.88 | 12.73 | 12.56 | 12.3 | 11.98 | 11.6 | 11.07 | 10.51 | 9.89 | 9.24 | 8.58 | 3.95 | -0.05 | -2.15
Abham / Exeter / Landulph 132kV | Milehouse 33kV | Alma Road | Primary | 11 | -4.1545 | 50.3834 | System Transformation | Thermal headroom (MW) | 12.75 | 12.56 | 12.49 | 12.43 | 12.3 | 12.15 | 11.91 | 11.58 | 11.19 | 10.73 | 10.09 | 9.4 | 8.64 | 7.57 | 6.44 | 2.19 | -0.44 | -0.97
Abham / Exeter / Landulph 132kV | Milehouse 33kV | Alma Road | Primary | 11 | -4.1545 | 50.3834 | WPD Best View | Thermal headroom (MW) | 12.75 | 12.4 | 12.15 | 11.89 | 11.47 | 10.73 | 10 | 9.26 | 8.51 | 7.72 | 5.95 | 3.73 | 1.43 | -0.81 | -2.98 | -12.44 | -18.82 | -22.24
Abham / Exeter / Landulph 132kV | Milehouse 33kV | Newport Street | Primary | 11 | -4.1644 | 50.368 | Consumer Transformation | Thermal headroom (MW) | 6.07 | 5.79 | 5.73 | 5.4 | 5.16 | 4.81 | 4.47 | 4.05 | 3.51 | 2.93 | 1.86 | 0.81 | -0.28 | -1.21 | -2.09 | -5.71 | -7.41 | -8.2
Abham / Exeter / Landulph 132kV | Milehouse 33kV | Newport Street | Primary | 11 | -4.1644 | 50.368 | Leading the Way | Thermal headroom (MW) | 6.07 | 5.58 | 5.32 | 4.84 | 4.46 | 3.85 | 3.23 | 2.47 | 1.62 | 0.7 | -0.36 | -1.45 | -2.54 | -3.46 | -4.27 | -5.46 | -5.22 | -4.14
Abham / Exeter / Landulph 132kV | Milehouse 33kV | Newport Street | Primary | 11 | -4.1644 | 50.368 | Steady Progression | Thermal headroom (MW) | 6.07 | 5.95 | 6.02 | 5.97 | 5.96 | 5.87 | 5.78 | 5.71 | 5.52 | 5.31 | 5.02 | 4.75 | 4.42 | 4.06 | 3.7 | 1.37 | -0.08 | -0.19
Abham / Exeter / Landulph 132kV | Milehouse 33kV | Newport Street | Primary | 11 | -4.1644 | 50.368 | System Transformation | Thermal headroom (MW) | 6.07 | 5.9 | 5.89 | 5.77 | 5.7 | 5.68 | 5.59 | 5.45 | 5.25 | 5.02 | 4.67 | 4.24 | 3.77 | 3.3 | 2.79 | 0.85 | 0.66 | 1.18
Abham / Exeter / Landulph 132kV | Milehouse 33kV | Newport Street | Primary | 11 | -4.1644 | 50.368 | WPD Best View | Thermal headroom (MW) | 6.07 | 5.79 | 5.73 | 5.4 | 5.16 | 4.81 | 4.47 | 4.05 | 3.51 | 2.93 | 1.86 | 0.81 | -0.28 | -1.21 | -2.09 | -5.71 | -7.41 | -8.2
Abham / Exeter / Landulph 132kV | Milehouse 33kV | St Levan Road | Primary | 11 | -4.1715 | 50.3839 | Consumer Transformation | Thermal headroom (MW) | 13.72 | 13.53 | 13.43 | 13.28 | 13.07 | 12.61 | 12.17 | 11.73 | 11.3 | 10.84 | 9.92 | 8.94 | 7.69 | 6.58 | 5.49 | 0.37 | -2.02 | -3.66
Abham / Exeter / Landulph 132kV | Milehouse 33kV | St Levan Road | Primary | 11 | -4.1715 | 50.3839 | Leading the Way | Thermal headroom (MW) | 13.72 | 13.33 | 13 | 12.69 | 12.31 | 11.66 | 11.04 | 10.4 | 9.79 | 9.03 | 8.02 | 6.95 | 5.74 | 4.7 | 3.71 | 1.55 | 1.01 | 1.45
Abham / Exeter / Landulph 132kV | Milehouse 33kV | St Levan Road | Primary | 11 | -4.1715 | 50.3839 | Steady Progression | Thermal headroom (MW) | 13.72 | 13.71 | 13.77 | 13.82 | 13.86 | 13.76 | 13.65 | 13.52 | 13.35 | 13.15 | 12.83 | 12.52 | 12.14 | 11.77 | 11.36 | 8.6 | 6.37 | 5.66
Abham / Exeter / Landulph 132kV | Milehouse 33kV | St Levan Road | Primary | 11 | -4.1715 | 50.3839 | System Transformation | Thermal headroom (MW) | 13.72 | 13.65 | 13.64 | 13.61 | 13.56 | 13.53 | 13.44 | 13.3 | 13.14 | 12.95 | 12.62 | 12.26 | 11.8 | 11.38 | 10.96 | 9.32 | 8.26 | 8.26
Abham / Exeter / Landulph 132kV | Milehouse 33kV | St Levan Road | Primary | 11 | -4.1715 | 50.3839 | WPD Best View | Thermal headroom (MW) | 13.72 | 13.53 | 13.43 | 13.28 | 13.07 | 12.61 | 12.17 | 11.73 | 11.3 | 10.84 | 9.92 | 8.94 | 7.69 | 6.58 | 5.49 | 0.37 | -2.02 | -3.66
Abham / Exeter / Landulph 132kV | Milehouse 33kV | Weston Mill | Primary | 11 | -4.1713 | 50.4024 | Consumer Transformation | Thermal headroom (MW) | 4.96 | 4.64 | 4.43 | 4.11 | 3.81 | 3.25 | 2.72 | 2.19 | 1.61 | 0.99 | -1.1 | -3.34 | -5.6 | -7.85 | -10.15 | -21.22 | -32.36 | -39.55
Abham / Exeter / Landulph 132kV | Milehouse 33kV | Weston Mill | Primary | 11 | -4.1713 | 50.4024 | Leading the Way | Thermal headroom (MW) | 4.96 | 4.35 | 3.83 | 3.05 | 2.2 | 0.95 | -0.22 | -1.58 | -3.36 | -5.28 | -7.07 | -9.18 | -11.5 | -13.86 | -16.11 | -22.49 | -25.96 | -28.52
Abham / Exeter / Landulph 132kV | Milehouse 33kV | Weston Mill | Primary | 11 | -4.1713 | 50.4024 | Steady Progression | Thermal headroom (MW) | 4.96 | 4.9 | 4.95 | 4.96 | 5 | 4.87 | 4.73 | 4.55 | 4.32 | 3.86 | 3.17 | 2.72 | 2.21 | 1.62 | 1.1 | -2.19 | -5.21 | -6.77
Abham / Exeter / Landulph 132kV | Milehouse 33kV | Weston Mill | Primary | 11 | -4.1713 | 50.4024 | System Transformation | Thermal headroom (MW) | 4.96 | 4.77 | 4.7 | 4.55 | 4.41 | 4.22 | 3.98 | 3.65 | 3.27 | 2.88 | 1.93 | 1.29 | 0.38 | -0.29 | -1.16 | -5.3 | -8.51 | -10.22
Abham / Exeter / Landulph 132kV | Milehouse 33kV | Weston Mill | Primary | 11 | -4.1713 | 50.4024 | WPD Best View | Thermal headroom (MW) | 4.96 | 4.64 | 4.43 | 4.11 | 3.81 | 3.25 | 2.72 | 2.19 | 1.61 | 0.99 | -1.1 | -3.34 | -5.6 | -7.85 | -10.15 | -21.22 | -32.36 | -39.55
Abham / Exeter / Landulph 132kV | Newton Abbot 33kV | Newton Abbot 33kV | Bulk Supply Point | 33 | -3.5952 | 50.5315 | Consumer Transformation | Thermal headroom (MW) | 16.1215 | 14.2429 | 12.7018 | 10.6194 | 8.0736 | 3.3296 | -2.0219 | -7.4301 | -12.7572 | -18.4438 | -31.1067 | -44.9318 | -58.8373 | -72.5521 | -86.028 | -153.5381 | -223.0813 | -271.4738
Abham / Exeter / Landulph 132kV | Newton Abbot 33kV | Newton Abbot 33kV | Bulk Supply Point | 33 | -3.5952 | 50.5315 | Leading the Way | Thermal headroom (MW) | 16.1215 | 12.8554 | 9.7231 | 6.0156 | 1.2436 | -7.0125 | -16.1825 | -27.3531 | -42.2687 | -58.3807 | -70.6905 | -84.7296 | -100.1693 | -115.6329 | -129.9186 | -179.5081 | -212.1484 | -241.4639
Abham / Exeter / Landulph 132kV | Newton Abbot 33kV | Newton Abbot 33kV | Bulk Supply Point | 33 | -3.5952 | 50.5315 | Steady Progression | Thermal headroom (MW) | 16.1215 | 15.7326 | 15.991 | 16.1264 | 16.2416 | 14.9696 | 13.3905 | 11.4722 | 9.3367 | 6.926 | 3.3599 | -0.28093 | -4.1847 | -8.3 | -12.567 | -43.1564 | -60.7987 | -67.9407
Abham / Exeter / Landulph 132kV | Newton Abbot 33kV | Newton Abbot 33kV | Bulk Supply Point | 33 | -3.5952 | 50.5315 | System Transformation | Thermal headroom (MW) | 16.1215 | 15.1931 | 14.7299 | 14.0743 | 13.3042 | 12.2885 | 10.6139 | 8.243 | 5.4124 | 2.6018 | -1.1733 | -5.1806 | -9.2928 | -13.3193 | -17.0719 | -48.433 | -66.3097 | -73.0156
Abham / Exeter / Landulph 132kV | Newton Abbot 33kV | Newton Abbot 33kV | Bulk Supply Point | 33 | -3.5952 | 50.5315 | WPD Best View | Thermal headroom (MW) | 16.1215 | 14.2429 | 12.7018 | 10.6194 | 8.0736 | 3.3296 | -2.0215 | -7.4286 | -12.7548 | -18.4404 | -31.1033 | -44.9279 | -58.833 | -72.5473 | -86.0227 | -153.5102 | -223.048 | -271.4356
Abham / Exeter / Landulph 132kV | Newton Abbot 33kV | Bovey Tracey | Primary | 11 | -3.6801 | 50.5921 | Consumer Transformation | Thermal headroom (MW) | 2.061 | 1.881 | 1.791 | 1.591 | 1.411 | 1.071 | 0.651 | 0.241 | -0.189 | -0.549 | -1.259 | -2.059 | -2.909 | -3.759 | -4.519 | -8.889 | -11.099 | -12.119
Abham / Exeter / Landulph 132kV | Newton Abbot 33kV | Bovey Tracey | Primary | 11 | -3.6801 | 50.5921 | Leading the Way | Thermal headroom (MW) | 2.061 | 1.801 | 1.621 | 1.341 | 1.051 | 0.511 | -0.169 | -0.909 | -1.799 | -2.639 | -3.449 | -4.249 | -5.039 | -5.809 | -6.489 | -9.069 | -10.039 | -10.539
Abham / Exeter / Landulph 132kV | Newton Abbot 33kV | Bovey Tracey | Primary | 11 | -3.6801 | 50.5921 | Steady Progression | Thermal headroom (MW) | 2.061 | 1.991 | 2.021 | 2.001 | 2.001 | 1.841 | 1.671 | 1.471 | 1.251 | 1.041 | 0.741 | 0.421 | 0.091 | -0.259 | -0.609 | -3.749 | -5.309 | -5.759
Abham / Exeter / Landulph 132kV | Newton Abbot 33kV | Bovey Tracey | Primary | 11 | -3.6801 | 50.5921 | System Transformation | Thermal headroom (MW) | 2.061 | 1.951 | 1.931 | 1.861 | 1.791 | 1.681 | 1.521 | 1.341 | 1.111 | 0.901 | 0.611 | 0.301 | -0.029 | -0.349 | -0.629 | -3.579 | -5.439 | -5.829
Abham / Exeter / Landulph 132kV | Newton Abbot 33kV | Bovey Tracey | Primary | 11 | -3.6801 | 50.5921 | WPD Best View | Thermal headroom (MW) | 2.061 | 1.881 | 1.791 | 1.591 | 1.411 | 1.071 | 0.651 | 0.241 | -0.189 | -0.549 | -1.259 | -2.059 | -2.909 | -3.759 | -4.519 | -8.889 | -11.099 | -12.119
Abham / Exeter / Landulph 132kV | Newton Abbot 33kV | Bradley Lane | Primary | 11 | -3.6185 | 50.5292 | Consumer Transformation | Thermal headroom (MW) | 7.595 | 7.225 | 6.845 | 6.435 | 5.865 | 4.965 | 3.705 | 2.185 | 0.655 | -0.845 | -3.305 | -5.815 | -8.345 | -10.785 | -13.155 | -24.975 | -31.265 | -34.185
Abham / Exeter / Landulph 132kV | Newton Abbot 33kV | Bradley Lane | Primary | 11 | -3.6185 | 50.5292 | Leading the Way | Thermal headroom (MW) | 7.595 | 6.935 | 6.205 | 5.495 | 4.595 | 3.085 | 1.235 | -1.515 | -4.365 | -7.295 | -9.985 | -12.715 | -15.485 | -18.085 | -20.415 | -27.835 | -29.925 | -31.145
Abham / Exeter / Landulph 132kV | Newton Abbot 33kV | Bradley Lane | Primary | 11 | -3.6185 | 50.5292 | Steady Progression | Thermal headroom (MW) | 7.595 | 7.535 | 7.555 | 7.595 | 7.595 | 7.385 | 7.005 | 6.465 | 5.875 | 5.215 | 4.385 | 3.545 | 2.635 | 1.675 | 0.735 | -5.265 | -8.755 | -10.095
Abham / Exeter / Landulph 132kV | Newton Abbot 33kV | Bradley Lane | Primary | 11 | -3.6185 | 50.5292 | System Transformation | Thermal headroom (MW) | 7.595 | 7.415 | 7.285 | 7.165 | 6.995 | 6.745 | 6.215 | 5.355 | 4.435 | 3.485 | 2.545 | 1.545 | 0.545 | -0.425 | -1.295 | -8.075 | -10.645 | -11.305
Abham / Exeter / Landulph 132kV | Newton Abbot 33kV | Bradley Lane | Primary | 11 | -3.6185 | 50.5292 | WPD Best View | Thermal headroom (MW) | 7.595 | 7.225 | 6.845 | 6.435 | 5.865 | 4.965 | 3.705 | 2.185 | 0.655 | -0.845 | -3.305 | -5.815 | -8.345 | -10.785 | -13.155 | -24.975 | -31.265 | -34.185
Abham / Exeter / Landulph 132kV | Newton Abbot 33kV | Chudleigh Knighton | Primary | 11 | -3.6256 | 50.588 | Consumer Transformation | Thermal headroom (MW) | 6.07 | 5.83 | 5.66 | 5.44 | 5.13 | 4.48 | 3.78 | 3.18 | 2.55 | 1.84 | -1.39 | -4.8 | -8.18 | -11.57 | -15.18 | -29.19 | -59.69 | -84.52
Abham / Exeter / Landulph 132kV | Newton Abbot 33kV | Chudleigh Knighton | Primary | 11 | -3.6256 | 50.588 | Leading the Way | Thermal headroom (MW) | 6.07 | 5.7 | 5.37 | 4.99 | 4.28 | 3 | 1.47 | -0.39 | -5.03 | -10.09 | -11.75 | -14.67 | -18.6 | -22.82 | -26.81 | -39.93 | -53.89 | -68.29
Abham / Exeter / Landulph 132kV | Newton Abbot 33kV | Chudleigh Knighton | Primary | 11 | -3.6256 | 50.588 | Steady Progression | Thermal headroom (MW) | 6.07 | 5.97 | 5.99 | 6 | 5.96 | 5.75 | 5.51 | 5.28 | 5.01 | 4.71 | 4.24 | 3.77 | 3.28 | 2.72 | 2.06 | -2.34 | -4.44 | -5.55
Abham / Exeter / Landulph 132kV | Newton Abbot 33kV | Chudleigh Knighton | Primary | 11 | -3.6256 | 50.588 | System Transformation | Thermal headroom (MW) | 6.07 | 5.91 | 5.85 | 5.78 | 5.65 | 5.51 | 5.31 | 5.11 | 4.86 | 4.58 | 4.19 | 3.77 | 3.35 | 2.94 | 2.58 | -1.82 | -4.49 | -5.13
Abham / Exeter / Landulph 132kV | Newton Abbot 33kV | Chudleigh Knighton | Primary | 11 | -3.6256 | 50.588 | WPD Best View | Thermal headroom (MW) | 6.07 | 5.83 | 5.66 | 5.44 | 5.13 | 4.48 | 3.78 | 3.18 | 2.55 | 1.84 | -1.39 | -4.8 | -8.18 | -11.57 | -15.18 | -29.19 | -59.69 | -84.52
Abham / Exeter / Landulph 132kV | Newton Abbot 33kV | Dawlish | Primary | 11 | -3.4804 | 50.5789 | Consumer Transformation | Thermal headroom (MW) | 9.905 | 9.625 | 9.155 | 8.575 | 8.065 | 7.065 | 6.035 | 4.935 | 3.905 | 2.805 | 1.015 | -0.895 | -2.795 | -4.655 | -6.425 | -16.945 | -24.395 | -29.605
Abham / Exeter / Landulph 132kV | Newton Abbot 33kV | Dawlish | Primary | 11 | -3.4804 | 50.5789 | Leading the Way | Thermal headroom (MW) | 9.905 | 9.395 | 8.615 | 7.715 | 6.925 | 5.395 | 3.845 | 1.725 | -0.215 | -2.325 | -4.505 | -6.695 | -8.915 | -11.065 | -13.055 | -20.855 | -25.685 | -30.485
Abham / Exeter / Landulph 132kV | Newton Abbot 33kV | Dawlish | Primary | 11 | -3.4804 | 50.5789 | Steady Progression | Thermal headroom (MW) | 9.905 | 9.885 | 9.745 | 9.585 | 9.595 | 9.405 | 9.165 | 8.855 | 8.545 | 8.185 | 7.625 | 7.065 | 6.495 | 5.895 | 5.305 | 0.605 | -2.055 | -3.195
Abham / Exeter / Landulph 132kV | Newton Abbot 33kV | Dawlish | Primary | 11 | -3.4804 | 50.5789 | System Transformation | Thermal headroom (MW) | 9.905 | 9.785 | 9.485 | 9.155 | 8.995 | 8.835 | 8.595 | 8.105 | 7.535 | 7.085 | 6.475 | 5.835 | 5.175 | 4.545 | 3.975 | -1.275 | -5.015 | -7.175
Abham / Exeter / Landulph 132kV | Newton Abbot 33kV | Dawlish | Primary | 11 | -3.4804 | 50.5789 | WPD Best View | Thermal headroom (MW) | 9.905 | 9.625 | 9.155 | 8.575 | 8.065 | 7.065 | 6.035 | 4.935 | 3.905 | 2.805 | 1.015 | -0.895 | -2.795 | -4.655 | -6.425 | -16.945 | -24.395 | -29.605
Abham / Exeter / Landulph 132kV | Newton Abbot 33kV | Higher Woodway | Primary | 11 | -3.4964 | 50.5612 | Consumer Transformation | Thermal headroom (MW) | 16.45 | 16.26 | 16.07 | 15.84 | 15.53 | 15.09 | 14.58 | 14.14 | 13.74 | 13.3 | 12.51 | 11.45 | 10.39 | 9.34 | 8.32 | 2.06 | -2.06 | -4.12
Abham / Exeter / Landulph 132kV | Newton Abbot 33kV | Higher Woodway | Primary | 11 | -3.4964 | 50.5612 | Leading the Way | Thermal headroom (MW) | 16.45 | 16.1 | 15.74 | 15.28 | 14.68 | 13.84 | 13 | 12.18 | 11.36 | 10.41 | 9.27 | 8.1 | 6.9 | 5.72 | 4.63 | 0.64 | -1.22 | -2.32
Abham / Exeter / Landulph 132kV | Newton Abbot 33kV | Higher Woodway | Primary | 11 | -3.4964 | 50.5612 | Steady Progression | Thermal headroom (MW) | 16.45 | 16.44 | 16.47 | 16.5 | 16.51 | 16.4 | 16.25 | 16.06 | 15.86 | 15.63 | 15.28 | 14.93 | 14.55 | 14.15 | 13.75 | 11.47 | 9.71 | 8.92
Abham / Exeter / Landulph 132kV | Newton Abbot 33kV | Higher Woodway | Primary | 11 | -3.4964 | 50.5612 | System Transformation | Thermal headroom (MW) | 16.45 | 16.38 | 16.34 | 16.29 | 16.21 | 16.12 | 15.93 | 15.73 | 15.51 | 15.27 | 14.89 | 14.49 | 14.07 | 13.67 | 13.24 | 11 | 9.65 | 8.98
Abham / Exeter / Landulph 132kV | Newton Abbot 33kV | Higher Woodway | Primary | 11 | -3.4964 | 50.5612 | WPD Best View | Thermal headroom (MW) | 16.45 | 16.26 | 16.07 | 15.84 | 15.53 | 15.09 | 14.58 | 14.14 | 13.74 | 13.3 | 12.51 | 11.45 | 10.39 | 9.34 | 8.32 | 2.06 | -2.06 | -4.12
Abham / Exeter / Landulph 132kV | Newton Abbot 33kV | Newton Abbot Main | Primary | 11 | -3.5997 | 50.5331 | Consumer Transformation | Thermal headroom (MW) | 6.407 | 6.037 | 5.907 | 5.637 | 5.217 | 4.067 | 2.847 | 1.617 | 0.437 | -0.833 | -3.133 | -5.783 | -8.473 | -11.103 | -13.653 | -28.983 | -39.353 | -46.103
Abham / Exeter / Landulph 132kV | Newton Abbot 33kV | Newton Abbot Main | Primary | 11 | -3.5997 | 50.5331 | Leading the Way | Thermal headroom (MW) | 6.407 | 5.727 | 5.247 | 4.677 | 3.907 | 1.787 | -0.353 | -2.763 | -5.353 | -8.223 | -11.193 | -14.263 | -17.293 | -20.283 | -23.083 | -34.413 | -41.013 | -47.053
Abham / Exeter / Landulph 132kV | Newton Abbot 33kV | Newton Abbot Main | Primary | 11 | -3.5997 | 50.5331 | Steady Progression | Thermal headroom (MW) | 6.407 | 6.347 | 6.547 | 6.707 | 6.827 | 6.547 | 6.267 | 5.947 | 5.607 | 5.157 | 4.427 | 3.667 | 2.857 | 2.017 | 1.157 | -5.603 | -9.393 | -10.983
Abham / Exeter / Landulph 132kV | Newton Abbot 33kV | Newton Abbot Main | Primary | 11 | -3.5997 | 50.5331 | System Transformation | Thermal headroom (MW) | 6.407 | 6.237 | 6.307 | 6.317 | 6.257 | 5.977 | 5.677 | 5.187 | 4.447 | 3.807 | 2.927 | 1.987 | 1.007 | 0.067 | -0.763 | -8.473 | -13.283 | -15.663
Abham / Exeter / Landulph 132kV | Newton Abbot 33kV | Newton Abbot Main | Primary | 11 | -3.5997 | 50.5331 | WPD Best View | Thermal headroom (MW) | 6.407 | 6.037 | 5.907 | 5.637 | 5.217 | 4.067 | 2.847 | 1.617 | 0.437 | -0.823 | -3.123 | -5.783 | -8.463 | -11.093 | -13.643 | -28.923 | -39.283 | -46.023
Abham / Exeter / Landulph 132kV | Newton Abbot 33kV | Teignmouth Gasworks | Primary | 11 | -3.5158 | 50.547 | Consumer Transformation | Thermal headroom (MW) | 7.35 | 7.18 | 7.09 | 6.98 | 6.79 | 6.42 | 6.05 | 5.66 | 5.27 | 4.72 | 3.64 | 2.53 | 1.4 | 0.32 | -0.68 | -5.52 | -8.82 | -10.45
Abham / Exeter / Landulph 132kV | Newton Abbot 33kV | Teignmouth Gasworks | Primary | 11 | -3.5158 | 50.547 | Leading the Way | Thermal headroom (MW) | 7.35 | 7.01 | 6.75 | 6.46 | 5.99 | 5.36 | 4.69 | 3.85 | 3.02 | 2.06 | 0.91 | -0.25 | -1.45 | -2.61 | -3.67 | -6.81 | -7.96 | -8.53
Abham / Exeter / Landulph 132kV | Newton Abbot 33kV | Teignmouth Gasworks | Primary | 11 | -3.5158 | 50.547 | Steady Progression | Thermal headroom (MW) | 7.35 | 7.34 | 7.43 | 7.51 | 7.56 | 7.49 | 7.41 | 7.3 | 7.14 | 6.96 | 6.65 | 6.33 | 5.98 | 5.61 | 5.23 | 2.5 | 0.69 | 0.04
Abham / Exeter / Landulph 132kV | Newton Abbot 33kV | Teignmouth Gasworks | Primary | 11 | -3.5158 | 50.547 | System Transformation | Thermal headroom (MW) | 7.35 | 7.28 | 7.3 | 7.3 | 7.26 | 7.22 | 7.14 | 7 | 6.82 | 6.6 | 6.26 | 5.89 | 5.51 | 5.11 | 4.7 | 2.14 | 1.02 | 0.56
Abham / Exeter / Landulph 132kV | Newton Abbot 33kV | Teignmouth Gasworks | Primary | 11 | -3.5158 | 50.547 | WPD Best View | Thermal headroom (MW) | 7.35 | 7.18 | 7.09 | 6.98 | 6.79 | 6.42 | 6.05 | 5.66 | 5.27 | 4.72 | 3.64 | 2.53 | 1.4 | 0.32 | -0.68 | -5.52 | -8.82 | -10.45
Abham / Exeter / Landulph 132kV | Paignton 33kV | Paignton 33kV | Bulk Supply Point | 33 |  |  | Consumer Transformation | Thermal headroom (MW) | 150.85 | 152.3434 | 153.7977 | 154.7157 | 156.7673 | 160.3754 | 163.8419 | 167.239 | 170.8928 | 175.5173 | 185.1307 | 195.0697 | 205.1522 | 214.9556 | 224.1589 | 271.2276 | 301.8366 | 318.0116
Abham / Exeter / Landulph 132kV | Paignton 33kV | Paignton 33kV | Bulk Supply Point | 33 |  |  | Leading the Way | Thermal headroom (MW) | 150.85 | 153.5356 | 156.3348 | 158.5491 | 162.528 | 168.7364 | 175.1767 | 182.4825 | 190.5587 | 199.6584 | 208.8064 | 218.8384 | 229.0551 | 239.0638 | 247.4899 | 276.6015 | 288.9432 | 295.6704
Abham / Exeter / Landulph 132kV | Paignton 33kV | Paignton 33kV | Bulk Supply Point | 33 |  |  | Steady Progression | Thermal headroom (MW) | 150.85 | 151.267 | 151.4927 | 151.0954 | 151.1217 | 152.2155 | 153.315 | 154.5823 | 156.1044 | 158.0204 | 161.175 | 164.0282 | 167.0903 | 170.6161 | 174.4408 | 203.3746 | 220.1667 | 225.8713
Abham / Exeter / Landulph 132kV | Paignton 33kV | Paignton 33kV | Bulk Supply Point | 33 |  |  | System Transformation | Thermal headroom (MW) | 150.85 | 151.7334 | 152.5921 | 152.7503 | 153.5831 | 154.1671 | 154.9088 | 155.9385 | 157.281 | 158.6526 | 161.8831 | 164.6522 | 168.4071 | 173.0386 | 178.4058 | 209.1111 | 229.6966 | 235.7007
Abham / Exeter / Landulph 132kV | Paignton 33kV | Paignton 33kV | Bulk Supply Point | 33 |  |  | WPD Best View | Thermal headroom (MW) | 150.85 | 151.7334 | 152.5921 | 152.7503 | 153.5831 | 154.1671 | 154.9088 | 155.9385 | 157.281 | 158.6526 | 161.8831 | 164.6522 | 168.4071 | 173.0386 | 178.4058 | 209.1111 | 229.6966 | 235.7007
Abham / Exeter / Landulph 132kV | Paignton 33kV | Blackawton | Primary | 11 | -3.6824 | 50.3475 | Consumer Transformation | Thermal headroom (MW) | 5.835 | 5.825 | 5.835 | 5.845 | 5.795 | 5.685 | 5.635 | 5.585 | 5.545 | 5.445 | 5.235 | 5.035 | 4.825 | 4.615 | 4.475 | 3.425 | 3.115 | 2.995
Abham / Exeter / Landulph 132kV | Paignton 33kV | Blackawton | Primary | 11 | -3.6824 | 50.3475 | Leading the Way | Thermal headroom (MW) | 5.835 | 5.805 | 5.805 | 5.795 | 5.725 | 5.605 | 5.505 | 5.395 | 5.295 | 5.115 | 4.945 | 4.775 | 4.605 | 4.445 | 4.325 | 3.805 | 3.705 | 3.745
Abham / Exeter / Landulph 132kV | Paignton 33kV | Blackawton | Primary | 11 | -3.6824 | 50.3475 | Steady Progression | Thermal headroom (MW) | 5.835 | 5.835 | 5.855 | 5.875 | 5.885 | 5.855 | 5.835 | 5.805 | 5.765 | 5.735 | 5.665 | 5.615 | 5.555 | 5.485 | 5.375 | 4.285 | 3.685 | 3.615
Abham / Exeter / Landulph 132kV | Paignton 33kV | Blackawton | Primary | 11 | -3.6824 | 50.3475 | System Transformation | Thermal headroom (MW) | 5.835 | 5.825 | 5.845 | 5.855 | 5.845 | 5.835 | 5.845 | 5.855 | 5.855 | 5.855 | 5.835 | 5.815 | 5.775 | 5.665 | 5.545 | 4.485 | 3.645 | 3.545
Abham / Exeter / Landulph 132kV | Paignton 33kV | Blackawton | Primary | 11 | -3.6824 | 50.3475 | WPD Best View | Thermal headroom (MW) | 5.835 | 5.825 | 5.845 | 5.855 | 5.845 | 5.835 | 5.845 | 5.855 | 5.855 | 5.855 | 5.835 | 5.815 | 5.775 | 5.665 | 5.545 | 4.485 | 3.645 | 3.545
Abham / Exeter / Landulph 132kV | Paignton 33kV | Churston | Primary | 11 | -3.5659 | 50.4025 | Consumer Transformation | Thermal headroom (MW) | 2.69 | 2.42 | 2.29 | 2.09 | 1.78 | 1.46 | 1.02 | 0.63 | 0.23 | -0.21 | -1.29 | -2.82 | -4.44 | -5.96 | -7.46 | -15.23 | -19.94 | -21.98
Abham / Exeter / Landulph 132kV | Paignton 33kV | Churston | Primary | 11 | -3.5659 | 50.4025 | Leading the Way | Thermal headroom (MW) | 2.69 | 2.26 | 1.96 | 1.61 | 1.11 | 0.35 | -0.51 | -1.28 | -2.04 | -3.08 | -4.76 | -6.5 | -8.21 | -9.92 | -11.16 | -16.01 | -18.36 | -19.38
Abham / Exeter / Landulph 132kV | Paignton 33kV | Churston | Primary | 11 | -3.5659 | 50.4025 | Steady Progression | Thermal headroom (MW) | 2.69 | 2.62 | 2.71 | 2.78 | 2.82 | 2.79 | 2.68 | 2.58 | 2.45 | 2.24 | 1.91 | 1.57 | 1.2 | 0.81 | 0.4 | -2.66 | -5.21 | -6.35
Abham / Exeter / Landulph 132kV | Paignton 33kV | Churston | Primary | 11 | -3.5659 | 50.4025 | System Transformation | Thermal headroom (MW) | 2.69 | 2.56 | 2.57 | 2.57 | 2.51 | 2.48 | 2.33 | 2.19 | 1.98 | 1.75 | 1.35 | 0.9 | 0.46 | -0.35 | -1.1 | -4.84 | -7.1 | -7.64
Abham / Exeter / Landulph 132kV | Paignton 33kV | Churston | Primary | 11 | -3.5659 | 50.4025 | WPD Best View | Thermal headroom (MW) | 2.69 | 2.56 | 2.57 | 2.57 | 2.51 | 2.48 | 2.33 | 2.19 | 1.98 | 1.75 | 1.35 | 0.9 | 0.46 | -0.35 | -1.1 | -4.84 | -7.1 | -7.64
Abham / Exeter / Landulph 132kV | Paignton 33kV | Colley End | Primary | 11 | -3.5713 | 50.4385 | Consumer Transformation | Thermal headroom (MW) | 0.53 | 0.16 | -0.04 | -0.32 | -0.78 | -1.49 | -2.49 | -3.54 | -4.72 | -6.13 | -8.54 | -10.96 | -13.42 | -15.76 | -17.96 | -29.28 | -36.38 | -40.09
Abham / Exeter / Landulph 132kV | Paignton 33kV | Colley End | Primary | 11 | -3.5713 | 50.4385 | Leading the Way | Thermal headroom (MW) | 0.53 | -0.16 | -0.7 | -1.28 | -2.25 | -3.59 | -5.44 | -7.47 | -9.68 | -11.79 | -14.27 | -16.9 | -19.53 | -21.95 | -24.15 | -30.87 | -33.6 | -34.92
Abham / Exeter / Landulph 132kV | Paignton 33kV | Colley End | Primary | 11 | -3.5713 | 50.4385 | Steady Progression | Thermal headroom (MW) | 0.53 | 0.52 | 0.69 | 0.84 | 0.94 | 0.84 | 0.63 | 0.39 | 0.04 | -0.29 | -0.85 | -1.43 | -2.05 | -2.77 | -3.68 | -9.97 | -14.42 | -15.73
Abham / Exeter / Landulph 132kV | Paignton 33kV | Colley End | Primary | 11 | -3.5713 | 50.4385 | System Transformation | Thermal headroom (MW) | 0.53 | 0.39 | 0.41 | 0.4 | 0.28 | 0.21 | -0.03 | -0.42 | -0.9 | -1.33 | -2.01 | -2.75 | -3.53 | -4.4 | -5.55 | -11.59 | -14.29 | -15.2
Abham / Exeter / Landulph 132kV | Paignton 33kV | Colley End | Primary | 11 | -3.5713 | 50.4385 | WPD Best View | Thermal headroom (MW) | 0.53 | 0.39 | 0.41 | 0.4 | 0.28 | 0.21 | -0.03 | -0.42 | -0.9 | -1.33 | -2.01 | -2.75 | -3.53 | -4.4 | -5.55 | -11.59 | -14.29 | -15.2
Abham / Exeter / Landulph 132kV | Paignton 33kV | Dartmouth | Primary | 11 | -3.6022 | 50.3478 | Consumer Transformation | Thermal headroom (MW) | 14.025 | 13.855 | 13.785 | 13.645 | 13.355 | 12.905 | 12.455 | 12.005 | 11.555 | 10.785 | 9.095 | 7.425 | 5.785 | 4.135 | 2.505 | -3.295 | -10.275 | -15.245
Abham / Exeter / Landulph 132kV | Paignton 33kV | Dartmouth | Primary | 11 | -3.6022 | 50.3478 | Leading the Way | Thermal headroom (MW) | 14.025 | 13.735 | 13.515 | 13.235 | 12.695 | 12.005 | 11.195 | 10.065 | 8.475 | 6.765 | 5.665 | 4.345 | 2.865 | 1.405 | 0.095 | -2.965 | -4.225 | -5.075
Abham / Exeter / Landulph 132kV | Paignton 33kV | Dartmouth | Primary | 11 | -3.6022 | 50.3478 | Steady Progression | Thermal headroom (MW) | 14.025 | 13.995 | 14.085 | 14.145 | 14.135 | 14.025 | 13.905 | 13.765 | 13.595 | 13.225 | 12.645 | 12.165 | 11.675 | 11.035 | 10.485 | 7.125 | 5.595 | 5.125
Abham / Exeter / Landulph 132kV | Paignton 33kV | Dartmouth | Primary | 11 | -3.6022 | 50.3478 | System Transformation | Thermal headroom (MW) | 14.025 | 13.905 | 13.875 | 13.805 | 13.635 | 13.535 | 13.385 | 13.185 | 12.935 | 12.735 | 12.105 | 11.805 | 11.045 | 10.405 | 9.605 | 5.925 | 3.145 | 2.005
Abham / Exeter / Landulph 132kV | Paignton 33kV | Dartmouth | Primary | 11 | -3.6022 | 50.3478 | WPD Best View | Thermal headroom (MW) | 14.025 | 13.905 | 13.875 | 13.805 | 13.635 | 13.535 | 13.385 | 13.185 | 12.935 | 12.735 | 12.105 | 11.805 | 11.045 | 10.405 | 9.605 | 5.925 | 3.145 | 2.005
Abham / Exeter / Landulph 132kV | Paignton 33kV | Hollicombe | Primary | 11 | -3.5578 | 50.4538 | Consumer Transformation | Thermal headroom (MW) | 2.18 | 1.97 | 1.86 | 1.7 | 1.43 | 1.03 | 0.62 | 0.19 | -0.26 | -0.74 | -2.34 | -4.03 | -5.7 | -7.34 | -8.94 | -17.19 | -22.52 | -25
Abham / Exeter / Landulph 132kV | Paignton 33kV | Hollicombe | Primary | 11 | -3.5578 | 50.4538 | Leading the Way | Thermal headroom (MW) | 2.18 | 1.8 | 1.48 | 1.05 | 0.44 | -0.41 | -1.34 | -2.39 | -3.45 | -4.61 | -6.37 | -8.23 | -10.06 | -11.87 | -13.23 | -18.48 | -21.16 | -22.52
Abham / Exeter / Landulph 132kV | Paignton 33kV | Hollicombe | Primary | 11 | -3.5578 | 50.4538 | Steady Progression | Thermal headroom (MW) | 2.18 | 2.18 | 2.27 | 2.35 | 2.38 | 2.29 | 2.18 | 2.03 | 1.83 | 1.59 | 1.19 | 0.78 | 0.35 | -0.11 | -0.59 | -4.3 | -7.12 | -8.44
Abham / Exeter / Landulph 132kV | Paignton 33kV | Hollicombe | Primary | 11 | -3.5578 | 50.4538 | System Transformation | Thermal headroom (MW) | 2.18 | 2.1 | 2.13 | 2.13 | 2.08 | 2.03 | 1.91 | 1.73 | 1.49 | 1.2 | 0.75 | 0.27 | -0.21 | -1.08 | -1.98 | -5.98 | -8.27 | -9.07
Abham / Exeter / Landulph 132kV | Paignton 33kV | Hollicombe | Primary | 11 | -3.5578 | 50.4538 | WPD Best View | Thermal headroom (MW) | 2.18 | 2.1 | 2.13 | 2.13 | 2.08 | 2.03 | 1.91 | 1.73 | 1.49 | 1.2 | 0.75 | 0.27 | -0.21 | -1.08 | -1.98 | -5.98 | -8.27 | -9.07
Abham / Exeter / Landulph 132kV | Paignton 33kV | Laywell Brixham | Primary | 11 | -3.5244 | 50.3833 | Consumer Transformation | Thermal headroom (MW) | 2.99 | 2.62 | 2.4 | 2.16 | 1.77 | 1.18 | 0.6 | -0.01 | -0.62 | -1.45 | -3.19 | -4.91 | -6.69 | -8.41 | -10.1 | -19.97 | -26.53 | -29.94
Abham / Exeter / Landulph 132kV | Paignton 33kV | Laywell Brixham | Primary | 11 | -3.5244 | 50.3833 | Leading the Way | Thermal headroom (MW) | 2.99 | 2.32 | 1.83 | 1.33 | 0.5 | -0.68 | -1.9 | -3.37 | -4.94 | -6.65 | -8.53 | -10.56 | -12.62 | -14.64 | -16.51 | -22.8 | -25.71 | -27.78
Abham / Exeter / Landulph 132kV | Paignton 33kV | Laywell Brixham | Primary | 11 | -3.5244 | 50.3833 | Steady Progression | Thermal headroom (MW) | 2.99 | 2.89 | 2.97 | 3.06 | 3.12 | 3.02 | 2.92 | 2.78 | 2.58 | 2.3 | 1.76 | 1.25 | 0.63 | -0.08 | -0.83 | -5.62 | -8.45 | -9.6
Abham / Exeter / Landulph 132kV | Paignton 33kV | Laywell Brixham | Primary | 11 | -3.5244 | 50.3833 | System Transformation | Thermal headroom (MW) | 2.99 | 2.78 | 2.73 | 2.69 | 2.57 | 2.47 | 2.36 | 2.13 | 1.83 | 1.5 | 0.84 | 0.23 | -0.49 | -1.12 | -2.07 | -7.44 | -10.5 | -11.75
Abham / Exeter / Landulph 132kV | Paignton 33kV | Laywell Brixham | Primary | 11 | -3.5244 | 50.3833 | WPD Best View | Thermal headroom (MW) | 2.99 | 2.78 | 2.73 | 2.69 | 2.57 | 2.47 | 2.36 | 2.13 | 1.83 | 1.5 | 0.84 | 0.23 | -0.49 | -1.12 | -2.07 | -7.44 | -10.5 | -11.75
Abham / Exeter / Landulph 132kV | Paignton 33kV | Paignton 33/11kv S/S | Primary | 11 | -3.5919 | 50.42 | Consumer Transformation | Thermal headroom (MW) | 12.795 | 12.445 | 11.255 | 11.005 | 10.495 | 9.955 | 9.485 | 9.065 | 8.475 | 7.815 | 6.705 | 5.595 | 4.465 | 3.405 | 2.435 | -3.765 | -7.035 | -8.455
Abham / Exeter / Landulph 132kV | Paignton 33kV | Paignton 33/11kv S/S | Primary | 11 | -3.5919 | 50.42 | Leading the Way | Thermal headroom (MW) | 12.795 | 12.295 | 10.825 | 10.375 | 9.565 | 8.555 | 7.765 | 6.905 | 6.045 | 5.015 | 3.945 | 2.735 | 1.555 | 0.395 | -0.585 | -4.435 | -5.755 | -6.295
Abham / Exeter / Landulph 132kV | Paignton 33kV | Paignton 33/11kv S/S | Primary | 11 | -3.5919 | 50.42 | Steady Progression | Thermal headroom (MW) | 12.795 | 12.615 | 11.755 | 11.715 | 11.515 | 11.295 | 11.135 | 10.965 | 10.775 | 10.595 | 10.335 | 10.065 | 9.795 | 9.435 | 9.075 | 5.635 | 3.345 | 2.455
Abham / Exeter / Landulph 132kV | Paignton 33kV | Paignton 33/11kv S/S | Primary | 11 | -3.5919 | 50.42 | System Transformation | Thermal headroom (MW) | 12.795 | 12.555 | 11.485 | 11.385 | 11.075 | 10.825 | 10.675 | 10.545 | 10.395 | 10.175 | 9.875 | 9.515 | 9.095 | 8.555 | 8.005 | 3.965 | 2.005 | 1.795
Abham / Exeter / Landulph 132kV | Paignton 33kV | Paignton 33/11kv S/S | Primary | 11 | -3.5919 | 50.42 | WPD Best View | Thermal headroom (MW) | 12.795 | 12.555 | 11.485 | 11.385 | 11.075 | 10.825 | 10.675 | 10.545 | 10.395 | 10.175 | 9.875 | 9.515 | 9.095 | 8.555 | 8.005 | 3.965 | 2.005 | 1.795
Abham / Exeter / Landulph 132kV | Paignton 33kV | Stokenham | Primary | 11 | -3.6821 | 50.2751 | Consumer Transformation | Thermal headroom (MW) | 0.165 | 0.125 | 0.135 | 0.155 | 0.145 | -0.165 | -0.425 | -0.675 | -0.935 | -1.185 | -1.545 | -1.895 | -2.245 | -2.595 | -2.955 | -4.195 | -4.885 | -5.215
Abham / Exeter / Landulph 132kV | Paignton 33kV | Stokenham | Primary | 11 | -3.6821 | 50.2751 | Leading the Way | Thermal headroom (MW) | 0.165 | 0.055 | -0.005 | -0.065 | -0.155 | -0.595 | -1.005 | -1.445 | -1.955 | -2.485 | -2.685 | -2.975 | -3.305 | -3.645 | -3.975 | -5.225 | -5.815 | -6.375
Abham / Exeter / Landulph 132kV | Paignton 33kV | Stokenham | Primary | 11 | -3.6821 | 50.2751 | Steady Progression | Thermal headroom (MW) | 0.165 | 0.105 | 0.095 | 0.085 | 0.075 | -0.095 | -0.255 | -0.415 | -0.575 | -0.755 | -1.045 | -1.275 | -1.495 | -1.735 | -1.975 | -3.715 | -4.085 | -4.235
Abham / Exeter / Landulph 132kV | Paignton 33kV | Stokenham | Primary | 11 | -3.6821 | 50.2751 | System Transformation | Thermal headroom (MW) | 0.165 | 0.105 | 0.095 | 0.075 | 0.045 | 0.015 | -0.005 | -0.035 | -0.075 | -0.085 | -0.365 | -0.545 | -0.815 | -1.045 | -1.335 | -3.095 | -4.895 | -5.575
Abham / Exeter / Landulph 132kV | Paignton 33kV | Stokenham | Primary | 11 | -3.6821 | 50.2751 | WPD Best View | Thermal headroom (MW) | 0.165 | 0.105 | 0.095 | 0.075 | 0.045 | 0.015 | -0.005 | -0.035 | -0.075 | -0.085 | -0.365 | -0.545 | -0.815 | -1.045 | -1.335 | -3.095 | -4.895 | -5.575
Abham / Exeter / Landulph 132kV | Plymouth 33kV | Plymouth 33kV | Bulk Supply Point | 33 | -4.112 | 50.3688 | Consumer Transformation | Thermal headroom (MW) | 70.58 | 68.269 | 66.8188 | 64.5062 | 61.0562 | 55.7029 | 50.7336 | 45.4211 | 40.2459 | 34.7077 | 22.4222 | 9.1789 | -5.3801 | -19.1218 | -32.9845 | -92.0245 | -142.2542 | -175.2685
Abham / Exeter / Landulph 132kV | Plymouth 33kV | Plymouth 33kV | Bulk Supply Point | 33 | -4.112 | 50.3688 | Leading the Way | Thermal headroom (MW) | 70.58 | 66.5599 | 63.1826 | 59.0718 | 53.2796 | 45.2698 | 37.8996 | 29.3742 | 19.182 | 7.1494 | -5.4842 | -19.5689 | -34.4114 | -48.3021 | -60.9098 | -94.0855 | -108.438 | -115.3308
Abham / Exeter / Landulph 132kV | Plymouth 33kV | Plymouth 33kV | Bulk Supply Point | 33 | -4.112 | 50.3688 | Steady Progression | Thermal headroom (MW) | 70.58 | 70.0337 | 70.5834 | 70.8548 | 70.926 | 69.8094 | 68.6751 | 67.175 | 65.4535 | 62.5824 | 58.3828 | 54.9419 | 51.1613 | 47.0192 | 43.1164 | 18.2317 | -0.64094 | -8.2068
Abham / Exeter / Landulph 132kV | Plymouth 33kV | Plymouth 33kV | Bulk Supply Point | 33 | -4.112 | 50.3688 | System Transformation | Thermal headroom (MW) | 70.58 | 69.2949 | 68.9619 | 68.2421 | 67.1334 | 65.866 | 64.2867 | 62.1027 | 59.5297 | 56.7003 | 51.3204 | 47.0687 | 41.6037 | 37.0315 | 31.6985 | 7.0796 | -9.2012 | -13.9408
Abham / Exeter / Landulph 132kV | Plymouth 33kV | Plymouth 33kV | Bulk Supply Point | 33 | -4.112 | 50.3688 | WPD Best View | Thermal headroom (MW) | 70.58 | 68.3178 | 66.9023 | 64.6337 | 61.2755 | 56.035 | 51.172 | 45.9562 | 40.8582 | 35.3944 | 23.4676 | 10.7316 | -3.076 | -16.6624 | -30.3458 | -88.9156 | -138.9274 | -171.5696
Abham / Exeter / Landulph 132kV | Plymouth 33kV | Adelaide Road | Primary | 11 | -4.1486 | 50.3694 | Consumer Transformation | Thermal headroom (MW) | 5.66 | 5.4 | 5.02 | 4.57 | 3.83 | 3.01 | 2.41 | 1.62 | 1.2 | 0.8 | -0.07 | -1.13 | -2.27 | -3.26 | -4.2 | -7.27 | -8.51 | -9.21
Abham / Exeter / Landulph 132kV | Plymouth 33kV | Adelaide Road | Primary | 11 | -4.1486 | 50.3694 | Leading the Way | Thermal headroom (MW) | 5.66 | 5.25 | 4.67 | 4.08 | 3.16 | 2.09 | 1.33 | 0.24 | -0.35 | -1 | -2.17 | -3.38 | -4.48 | -5.33 | -6.1 | -7.04 | -6.63 | -5.57
Abham / Exeter / Landulph 132kV | Plymouth 33kV | Adelaide Road | Primary | 11 | -4.1486 | 50.3694 | Steady Progression | Thermal headroom (MW) | 5.66 | 5.56 | 5.47 | 5.37 | 5.17 | 4.9 | 4.7 | 4.46 | 4.32 | 4.17 | 3.88 | 3.56 | 3.23 | 2.89 | 2.57 | 0.87 | -0.41 | -0.33
Abham / Exeter / Landulph 132kV | Plymouth 33kV | Adelaide Road | Primary | 11 | -4.1486 | 50.3694 | System Transformation | Thermal headroom (MW) | 5.66 | 5.5 | 5.3 | 5.1 | 4.77 | 4.51 | 4.3 | 3.98 | 3.83 | 3.67 | 3.33 | 2.98 | 2.63 | 2.34 | 2.09 | 0.41 | 0.33 | 0.69
Abham / Exeter / Landulph 132kV | Plymouth 33kV | Adelaide Road | Primary | 11 | -4.1486 | 50.3694 | WPD Best View | Thermal headroom (MW) | 5.66 | 5.4 | 5.02 | 4.57 | 3.83 | 3.01 | 2.41 | 1.62 | 1.2 | 0.8 | -0.07 | -1.13 | -2.27 | -3.26 | -4.2 | -7.27 | -8.51 | -9.21
Abham / Exeter / Landulph 132kV | Plymouth 33kV | Armada Street | Primary | 11 | -4.1359 | 50.3767 | Consumer Transformation | Thermal headroom (MW) | 2.8 | 2.59 | 2.49 | 2.27 | 2.06 | 1.51 | 0.95 | 0.39 | -0.26 | -0.99 | -2.7 | -4.79 | -6.89 | -8.91 | -11.01 | -18.37 | -25.52 | -31.27
Abham / Exeter / Landulph 132kV | Plymouth 33kV | Armada Street | Primary | 11 | -4.1359 | 50.3767 | Leading the Way | Thermal headroom (MW) | 2.8 | 2.32 | 1.92 | 1.43 | 0.87 | 0.08 | -0.72 | -1.62 | -3.15 | -4.98 | -6.45 | -8.23 | -10.17 | -12.06 | -13.81 | -16.8 | -17.75 | -17.66
Abham / Exeter / Landulph 132kV | Plymouth 33kV | Armada Street | Primary | 11 | -4.1359 | 50.3767 | Steady Progression | Thermal headroom (MW) | 2.8 | 2.84 | 3.02 | 3.13 | 3.27 | 3.23 | 3.17 | 3.1 | 2.91 | 2.48 | 1.85 | 1.46 | 1.03 | 0.52 | 0.07 | -2.84 | -5.4 | -5.98
Abham / Exeter / Landulph 132kV | Plymouth 33kV | Armada Street | Primary | 11 | -4.1359 | 50.3767 | System Transformation | Thermal headroom (MW) | 2.8 | 2.72 | 2.74 | 2.71 | 2.67 | 2.65 | 2.59 | 2.45 | 2.15 | 1.86 | 1.13 | 0.72 | 0.03 | -0.43 | -1.03 | -3.68 | -5.4 | -6.19
Abham / Exeter / Landulph 132kV | Plymouth 33kV | Armada Street | Primary | 11 | -4.1359 | 50.3767 | WPD Best View | Thermal headroom (MW) | 2.8 | 2.59 | 2.49 | 2.27 | 2.06 | 1.51 | 0.95 | 0.39 | -0.26 | -0.99 | -2.7 | -4.79 | -6.89 | -8.91 | -11.01 | -18.37 | -25.52 | -31.27
Abham / Exeter / Landulph 132kV | Plymouth 33kV | Buckwell Street | Primary | 11 | -4.1379 | 50.3696 | Consumer Transformation | Thermal headroom (MW) | 10.9 | 10.64 | 10.64 | 10.57 | 10.3 | 9.89 | 9.62 | 9.31 | 8.92 | 8.49 | 7.82 | 7.16 | 6.48 | 5.92 | 5.41 | 4.07 | 4 | 4.2
Abham / Exeter / Landulph 132kV | Plymouth 33kV | Buckwell Street | Primary | 11 | -4.1379 | 50.3696 | Leading the Way | Thermal headroom (MW) | 10.9 | 10.47 | 10.35 | 10.16 | 9.81 | 9.29 | 8.95 | 8.48 | 7.95 | 7.35 | 6.69 | 6.05 | 5.42 | 4.86 | 4.41 | 4.28 | 5.28 | 6.64
Abham / Exeter / Landulph 132kV | Plymouth 33kV | Buckwell Street | Primary | 11 | -4.1379 | 50.3696 | Steady Progression | Thermal headroom (MW) | 10.9 | 10.78 | 10.88 | 10.95 | 10.99 | 10.96 | 10.98 | 10.96 | 10.94 | 10.91 | 10.78 | 10.58 | 10.39 | 10.15 | 9.91 | 8.43 | 7.82 | 8.34
Abham / Exeter / Landulph 132kV | Plymouth 33kV | Buckwell Street | Primary | 11 | -4.1379 | 50.3696 | System Transformation | Thermal headroom (MW) | 10.9 | 10.74 | 10.82 | 10.87 | 10.85 | 10.83 | 10.85 | 10.86 | 10.79 | 10.67 | 10.45 | 10.21 | 9.93 | 9.62 | 9.26 | 8.01 | 8.41 | 9.1
Abham / Exeter / Landulph 132kV | Plymouth 33kV | Buckwell Street | Primary | 11 | -4.1379 | 50.3696 | WPD Best View | Thermal headroom (MW) | 10.9 | 10.64 | 10.64 | 10.57 | 10.3 | 9.89 | 9.62 | 9.31 | 8.92 | 8.49 | 7.82 | 7.16 | 6.48 | 5.92 | 5.41 | 4.07 | 4 | 4.2
Abham / Exeter / Landulph 132kV | Plymouth 33kV | Eggbuckland | Primary | 11 | -4.1132 | 50.4001 | Consumer Transformation | Thermal headroom (MW) | 12.245 | 12.095 | 12.075 | 12.005 | 11.865 | 11.515 | 11.125 | 10.725 | 10.325 | 9.885 | 9.075 | 8.115 | 6.915 | 5.755 | 4.585 | -1.905 | -6.275 | -8.635
Abham / Exeter / Landulph 132kV | Plymouth 33kV | Eggbuckland | Primary | 11 | -4.1132 | 50.4001 | Leading the Way | Thermal headroom (MW) | 12.245 | 11.915 | 11.675 | 11.425 | 11.055 | 10.365 | 9.705 | 9.015 | 8.345 | 7.635 | 6.405 | 5.095 | 3.785 | 2.455 | 1.185 | -2.875 | -4.775 | -6.045
Abham / Exeter / Landulph 132kV | Plymouth 33kV | Eggbuckland | Primary | 11 | -4.1132 | 50.4001 | Steady Progression | Thermal headroom (MW) | 12.245 | 12.245 | 12.365 | 12.475 | 12.555 | 12.535 | 12.505 | 12.455 | 12.335 | 12.175 | 11.875 | 11.545 | 11.195 | 10.815 | 10.435 | 7.825 | 5.665 | 4.495
Abham / Exeter / Landulph 132kV | Plymouth 33kV | Eggbuckland | Primary | 11 | -4.1132 | 50.4001 | System Transformation | Thermal headroom (MW) | 12.245 | 12.175 | 12.225 | 12.245 | 12.225 | 12.155 | 12.055 | 11.875 | 11.665 | 11.385 | 10.945 | 10.465 | 9.985 | 9.525 | 9.095 | 6.825 | 5.175 | 4.845
Abham / Exeter / Landulph 132kV | Plymouth 33kV | Eggbuckland | Primary | 11 | -4.1132 | 50.4001 | WPD Best View | Thermal headroom (MW) | 12.245 | 12.095 | 12.075 | 12.005 | 11.865 | 11.515 | 11.125 | 10.725 | 10.325 | 9.885 | 9.075 | 8.115 | 6.915 | 5.755 | 4.585 | -1.905 | -6.275 | -8.635
Abham / Exeter / Landulph 132kV | Plymouth 33kV | Elim Terrace | Primary | 11 | -4.136 | 50.3874 | Consumer Transformation | Thermal headroom (MW) | 6.13 | 5.93 | 5.83 | 5.67 | 5.36 | 4.87 | 4.37 | 3.86 | 3.33 | 2.77 | 1.89 | 0.83 | -0.38 | -1.59 | -2.77 | -8.55 | -12.6 | -14.86
Abham / Exeter / Landulph 132kV | Plymouth 33kV | Elim Terrace | Primary | 11 | -4.136 | 50.3874 | Leading the Way | Thermal headroom (MW) | 6.13 | 5.76 | 5.45 | 5.1 | 4.59 | 3.84 | 3.11 | 2.33 | 1.56 | 0.56 | -0.66 | -1.94 | -3.27 | -4.57 | -5.79 | -9.75 | -11.61 | -12.58
Abham / Exeter / Landulph 132kV | Plymouth 33kV | Elim Terrace | Primary | 11 | -4.136 | 50.3874 | Steady Progression | Thermal headroom (MW) | 6.13 | 6.13 | 6.21 | 6.27 | 6.31 | 6.21 | 6.06 | 5.86 | 5.6 | 5.31 | 4.93 | 4.53 | 4.09 | 3.64 | 3.16 | 0.35 | -1.53 | -2.69
Abham / Exeter / Landulph 132kV | Plymouth 33kV | Elim Terrace | Primary | 11 | -4.136 | 50.3874 | System Transformation | Thermal headroom (MW) | 6.13 | 6.06 | 6.06 | 6.04 | 5.98 | 5.87 | 5.69 | 5.45 | 5.18 | 4.84 | 4.45 | 4.01 | 3.57 | 3.12 | 2.63 | 0.69 | -0.63 | -1.1
Abham / Exeter / Landulph 132kV | Plymouth 33kV | Elim Terrace | Primary | 11 | -4.136 | 50.3874 | WPD Best View | Thermal headroom (MW) | 6.13 | 5.93 | 5.83 | 5.67 | 5.36 | 4.87 | 4.37 | 3.86 | 3.33 | 2.77 | 1.89 | 0.83 | -0.38 | -1.59 | -2.77 | -8.55 | -12.6 | -14.86
Abham / Exeter / Landulph 132kV | Plymouth 33kV | Longbridge | Primary | 11 | -4.0843 | 50.3927 | Consumer Transformation | Thermal headroom (MW) | 12.504 | 12.234 | 12.094 | 11.884 | 11.564 | 10.984 | 10.474 | 9.994 | 9.494 | 8.954 | 7.464 | 5.924 | 4.144 | 2.424 | 0.644 | -6.736 | -14.966 | -20.526
Abham / Exeter / Landulph 132kV | Plymouth 33kV | Longbridge | Primary | 11 | -4.0843 | 50.3927 | Leading the Way | Thermal headroom (MW) | 12.504 | 12.044 | 11.664 | 11.254 | 10.624 | 9.654 | 8.824 | 7.934 | 6.634 | 5.164 | 3.834 | 2.284 | 0.534 | -1.206 | -2.816 | -7.366 | -9.576 | -11.116
Abham / Exeter / Landulph 132kV | Plymouth 33kV | Longbridge | Primary | 11 | -4.0843 | 50.3927 | Steady Progression | Thermal headroom (MW) | 12.504 | 12.424 | 12.494 | 12.544 | 12.564 | 12.454 | 12.364 | 12.274 | 12.154 | 11.794 | 11.244 | 10.944 | 10.604 | 10.194 | 9.864 | 7.724 | 5.744 | 4.514
Abham / Exeter / Landulph 132kV | Plymouth 33kV | Longbridge | Primary | 11 | -4.0843 | 50.3927 | System Transformation | Thermal headroom (MW) | 12.504 | 12.334 | 12.284 | 12.214 | 12.084 | 11.894 | 11.724 | 11.504 | 11.194 | 10.904 | 10.164 | 9.744 | 9.044 | 8.624 | 8.044 | 5.084 | 2.444 | 1.214
Abham / Exeter / Landulph 132kV | Plymouth 33kV | Longbridge | Primary | 11 | -4.0843 | 50.3927 | WPD Best View | Thermal headroom (MW) | 12.504 | 12.234 | 12.094 | 11.884 | 11.564 | 10.984 | 10.474 | 9.994 | 9.494 | 8.954 | 7.464 | 5.924 | 4.144 | 2.424 | 0.644 | -6.736 | -14.966 | -20.526
Abham / Exeter / Landulph 132kV | Plymouth 33kV | Old Laira Road | Primary | 11 | -4.1199 | 50.3819 | Consumer Transformation | Thermal headroom (MW) | 16.54 | 16.4 | 16.26 | 16.08 | 15.86 | 15.31 | 14.81 | 14.3 | 13.79 | 13.24 | 11.57 | 9.9 | 8.21 | 6.53 | 4.81 | -1.43 | -8.67 | -13.94
Abham / Exeter / Landulph 132kV | Plymouth 33kV | Old Laira Road | Primary | 11 | -4.1199 | 50.3819 | Leading the Way | Thermal headroom (MW) | 16.54 | 16.23 | 15.9 | 15.5 | 14.97 | 14.23 | 13.52 | 12.72 | 11.45 | 10.01 | 8.85 | 7.46 | 5.89 | 4.3 | 2.81 | -0.76 | -2.66 | -3.67
Abham / Exeter / Landulph 132kV | Plymouth 33kV | Old Laira Road | Primary | 11 | -4.1199 | 50.3819 | Steady Progression | Thermal headroom (MW) | 16.54 | 16.54 | 16.58 | 16.6 | 16.63 | 16.52 | 16.38 | 16.2 | 16 | 15.55 | 15 | 14.67 | 14.32 | 13.9 | 13.53 | 10.87 | 8.44 | 7.36
Abham / Exeter / Landulph 132kV | Plymouth 33kV | Old Laira Road | Primary | 11 | -4.1199 | 50.3819 | System Transformation | Thermal headroom (MW) | 16.54 | 16.46 | 16.4 | 16.31 | 16.22 | 16.09 | 15.9 | 15.64 | 15.33 | 15.04 | 14.33 | 13.93 | 13.26 | 12.8 | 12.15 | 9.45 | 6.87 | 5.69
Abham / Exeter / Landulph 132kV | Plymouth 33kV | Old Laira Road | Primary | 11 | -4.1199 | 50.3819 | WPD Best View | Thermal headroom (MW) | 16.54 | 16.4 | 16.26 | 16.08 | 15.86 | 15.31 | 14.81 | 14.3 | 13.79 | 13.24 | 11.57 | 9.9 | 8.21 | 6.53 | 4.81 | -1.43 | -8.67 | -13.94
Abham / Exeter / Landulph 132kV | Plymouth 33kV | Plymstock South | Primary | 11 | -4.1014 | 50.3534 | Consumer Transformation | Thermal headroom (MW) | 23.73 | 23.58 | 23.57 | 23.52 | 23.4 | 23.2 | 22.97 | 22.69 | 22.39 | 22.06 | 20.96 | 19.92 | 18.79 | 17.63 | 16.3 | 9.9 | 2.71 | -2.29
Abham / Exeter / Landulph 132kV | Plymouth 33kV | Plymstock South | Primary | 11 | -4.1014 | 50.3534 | Leading the Way | Thermal headroom (MW) | 23.73 | 23.47 | 23.34 | 23.18 | 22.85 | 22.33 | 21.73 | 21.03 | 19.95 | 18.79 | 17.98 | 16.89 | 15.56 | 14.28 | 13.04 | 9.69 | 7.78 | 6.29
Abham / Exeter / Landulph 132kV | Plymouth 33kV | Plymstock South | Primary | 11 | -4.1014 | 50.3534 | Steady Progression | Thermal headroom (MW) | 23.73 | 23.7 | 23.83 | 23.94 | 24.04 | 24.04 | 24.03 | 24 | 23.96 | 23.68 | 23.24 | 23.01 | 22.76 | 22.44 | 22.19 | 20.72 | 19.94 | 19.63
Abham / Exeter / Landulph 132kV | Plymouth 33kV | Plymstock South | Primary | 11 | -4.1014 | 50.3534 | System Transformation | Thermal headroom (MW) | 23.73 | 23.64 | 23.7 | 23.73 | 23.72 | 23.69 | 23.64 | 23.53 | 23.36 | 23.16 | 22.52 | 22.26 | 21.71 | 21.42 | 20.97 | 19.13 | 16.88 | 15.83
Abham / Exeter / Landulph 132kV | Plymouth 33kV | Plymstock South | Primary | 11 | -4.1014 | 50.3534 | WPD Best View | Thermal headroom (MW) | 23.73 | 23.58 | 23.57 | 23.52 | 23.4 | 23.2 | 22.97 | 22.69 | 22.39 | 22.06 | 20.96 | 19.92 | 18.79 | 17.63 | 16.3 | 9.9 | 2.71 | -2.29
Abham / Exeter / Landulph 132kV | Plymouth 33kV | Prince Rock | Primary | 11 | -4.1133 | 50.3676 | Consumer Transformation | Thermal headroom (MW) | 11.9 | 11.8 | 11.86 | 11.63 | 11.45 | 11.24 | 11.06 | 10.87 | 10.63 | 10.34 | 9.43 | 8.45 | 7.47 | 6.55 | 5.71 | 1.98 | 0.64 | 0.08
Abham / Exeter / Landulph 132kV | Plymouth 33kV | Prince Rock | Primary | 11 | -4.1133 | 50.3676 | Leading the Way | Thermal headroom (MW) | 11.9 | 11.7 | 11.65 | 11.3 | 10.98 | 10.69 | 10.41 | 10.1 | 9.72 | 8.95 | 7.99 | 6.97 | 6.02 | 5.16 | 4.36 | 2.37 | 2.35 | 3.28
Abham / Exeter / Landulph 132kV | Plymouth 33kV | Prince Rock | Primary | 11 | -4.1133 | 50.3676 | Steady Progression | Thermal headroom (MW) | 11.9 | 11.9 | 12.06 | 12.08 | 12.17 | 12.2 | 12.22 | 12.22 | 12.19 | 12.15 | 12.06 | 11.95 | 11.78 | 11.59 | 11.38 | 8.8 | 6.66 | 5.87
Abham / Exeter / Landulph 132kV | Plymouth 33kV | Prince Rock | Primary | 11 | -4.1133 | 50.3676 | System Transformation | Thermal headroom (MW) | 11.9 | 11.86 | 11.96 | 11.9 | 11.92 | 11.94 | 11.94 | 11.92 | 11.89 | 11.83 | 11.64 | 11.41 | 11.18 | 10.83 | 10.28 | 7.2 | 6.3 | 6.84
Abham / Exeter / Landulph 132kV | Plymouth 33kV | Prince Rock | Primary | 11 | -4.1133 | 50.3676 | WPD Best View | Thermal headroom (MW) | 11.9 | 11.8 | 11.86 | 11.63 | 11.45 | 11.24 | 11.06 | 10.87 | 10.63 | 10.34 | 9.43 | 8.45 | 7.47 | 6.55 | 5.71 | 1.98 | 0.64 | 0.08
Abham / Exeter / Landulph 132kV | Plymouth 33kV | Stentaway | Primary | 11 | -4.0857 | 50.3643 | Consumer Transformation | Thermal headroom (MW) | 23.96 | 23.2 | 22.57 | 21.8 | 20.72 | 19.4 | 18.01 | 16.56 | 15.04 | 13.46 | 10.9 | 8.26 | 5.01 | 2.22 | -0.57 | -14.78 | -25.76 | -32.47
Abham / Exeter / Landulph 132kV | Plymouth 33kV | Stentaway | Primary | 11 | -4.0857 | 50.3643 | Leading the Way | Thermal headroom (MW) | 23.96 | 22.92 | 22 | 20.95 | 19.49 | 17.51 | 15.51 | 13.28 | 10.71 | 7.7 | 4.44 | 0.9 | -2.77 | -5.84 | -8.33 | -17.31 | -22.77 | -27.16
Abham / Exeter / Landulph 132kV | Plymouth 33kV | Stentaway | Primary | 11 | -4.0857 | 50.3643 | Steady Progression | Thermal headroom (MW) | 23.96 | 23.62 | 23.48 | 23.32 | 23.09 | 22.65 | 22.16 | 21.58 | 20.95 | 20.25 | 19.29 | 18.28 | 17.19 | 16.12 | 15.08 | 9.61 | 6.22 | 4.43
Abham / Exeter / Landulph 132kV | Plymouth 33kV | Stentaway | Primary | 11 | -4.0857 | 50.3643 | System Transformation | Thermal headroom (MW) | 23.96 | 23.48 | 23.19 | 22.86 | 22.44 | 21.99 | 21.36 | 20.64 | 19.8 | 18.87 | 17.69 | 16.43 | 15.17 | 13.84 | 12.64 | 7.26 | 3.44 | 2.32
Abham / Exeter / Landulph 132kV | Plymouth 33kV | Stentaway | Primary | 11 | -4.0857 | 50.3643 | WPD Best View | Thermal headroom (MW) | 23.96 | 23.26 | 22.67 | 21.96 | 20.99 | 19.81 | 18.55 | 17.23 | 15.8 | 14.32 | 12.2 | 10.19 | 7.87 | 5.28 | 2.71 | -10.92 | -21.62 | -27.88
Abham / Exeter / Landulph 132kV | Plympton 33kV | Plympton 33kV | Bulk Supply Point | 33 | -4.0121 | 50.3717 | Consumer Transformation | Thermal headroom (MW) |  |  |  |  | 93.572 |  | 98.5241 |  |  | 106.3257 |  |  | 122.5834 |  |  | 160.7788
Abham / Exeter / Landulph 132kV | Plympton 33kV | Plympton 33kV | Bulk Supply Point | 33 | -4.0121 | 50.3717 | Leading the Way | Thermal headroom (MW) | 88.54 | 89.9612 | 91.4791 |  |  | 100.5047 |  | 108.3538 | 113.7993 |  | 125.3009 | 131.0146 | 136.8885 | 142.5347 | 147.801 |  | 176.5469 | 183.7996
Abham / Exeter / Landulph 132kV | Plympton 33kV | Plympton 33kV | Bulk Supply Point | 33 | -4.0121 | 50.3717 | Steady Progression | Thermal headroom (MW) |  | 88.7564 | 88.7999 | 88.8538 | 89.3965 | 90.2702 | 91.1044 | 92.0905 | 93.2001 | 94.612 | 96.6186 | 98.5303 | 100.5544 |  | 104.8116 | 119.0881 | 127.3178
Abham / Exeter / Landulph 132kV | Plympton 33kV | Plympton 33kV | Bulk Supply Point | 33 | -4.0121 | 50.3717 | System Transformation | Thermal headroom (MW) | 88.54 |  | 89.406 |  | 90.9331 | 91.6674 |  | 93.4741 |  |  | 98.343 |  | 102.6221 | 104.5107 |  |  |  | 135.1172
Abham / Exeter / Landulph 132kV | Plympton 33kV | Plympton 33kV | Bulk Supply Point | 33 | -4.0121 | 50.3717 | WPD Best View | Thermal headroom (MW) | 88.54 | 89.2456 | 89.8507 | 90.6111 | 92.3293 | 93.8478 | 95.417 | 97.1962 | 99.1922 | 101.4836 | 105.1654 | 109.2448 | 113.4244 | 117.2477 | 121.0331 | 145.3609 | 164.4104 | 173.0538
Abham / Exeter / Landulph 132kV | Plympton 33kV | Ivybridge | Primary | 11 | -3.9256 | 50.3865 | Consumer Transformation | Thermal headroom (MW) | 8.2 | 7.94 | 7.82 | 7.55 | 6.97 | 6.45 | 5.95 | 5.43 | 4.91 | 4.31 | 3 | 1.57 | 0.13 | -1.27 | -2.61 | -10.51 | -15.36 | -17.8
Abham / Exeter / Landulph 132kV | Plympton 33kV | Ivybridge | Primary | 11 | -3.9256 | 50.3865 | Leading the Way | Thermal headroom (MW) | 8.2 | 7.77 | 7.47 | 7.03 | 6.14 | 5.23 | 4.37 | 3.44 | 2.29 | 1 | -0.45 | -2.05 | -3.63 | -5.16 | -6.54 | -12.15 | -14.5 | -15.9
Abham / Exeter / Landulph 132kV | Plympton 33kV | Ivybridge | Primary | 11 | -3.9256 | 50.3865 | Steady Progression | Thermal headroom (MW) | 8.2 | 8.13 | 8.23 | 8.25 | 8.06 | 7.91 | 7.75 | 7.55 | 7.32 | 7.02 | 6.6 | 6.15 | 5.67 | 5.17 | 4.65 | 0.62 | -2.21 | -3.69
Abham / Exeter / Landulph 132kV | Plympton 33kV | Ivybridge | Primary | 11 | -3.9256 | 50.3865 | System Transformation | Thermal headroom (MW) | 8.2 | 8.07 | 8.07 | 8 | 7.66 | 7.52 | 7.36 | 7.13 | 6.86 | 6.52 | 6.07 | 5.55 | 5.04 | 4.56 | 4.1 | -0.8 | -3.31 | -4.02
Abham / Exeter / Landulph 132kV | Plympton 33kV | Ivybridge | Primary | 11 | -3.9256 | 50.3865 | WPD Best View | Thermal headroom (MW) | 8.2 | 8.07 | 8.07 | 8 | 7.66 | 7.52 | 7.36 | 7.13 | 6.86 | 6.52 | 6.07 | 5.55 | 5.04 | 4.56 | 4.1 | -0.8 | -3.31 | -4.02
Abham / Exeter / Landulph 132kV | Plympton 33kV | Langage | Primary | 11 | -4.0173 | 50.3848 | Consumer Transformation | Thermal headroom (MW) | 15.48 | 15.33 | 14.89 | 14.79 | 14.57 | 14.19 | 13.76 | 13.34 | 12.9 | 12.4 | 11.09 | 9.73 | 8.32 | 6.9 | 5.42 | -0.17 | -7.48 | -12.68
Abham / Exeter / Landulph 132kV | Plympton 33kV | Langage | Primary | 11 | -4.0173 | 50.3848 | Leading the Way | Thermal headroom (MW) | 15.48 | 15.21 | 14.58 | 14.31 | 13.77 | 13.17 | 12.56 | 11.81 | 10.61 | 9.21 | 8.11 | 6.86 | 5.5 | 4.09 | 2.72 | -0.81 | -2.9 | -4.43
Abham / Exeter / Landulph 132kV | Plympton 33kV | Langage | Primary | 11 | -4.0173 | 50.3848 | Steady Progression | Thermal headroom (MW) | 15.48 | 15.46 | 15.2 | 15.26 | 15.29 | 15.23 | 15.16 | 15.06 | 14.94 | 14.61 | 14.13 | 13.89 | 13.61 | 13.26 | 12.96 | 11.52 | 10.07 | 9.38
Abham / Exeter / Landulph 132kV | Plympton 33kV | Langage | Primary | 11 | -4.0173 | 50.3848 | System Transformation | Thermal headroom (MW) | 15.48 | 15.4 | 15.01 | 14.99 | 14.89 | 14.79 | 14.64 | 14.46 | 14.19 | 13.92 | 13.25 | 12.93 | 12.34 | 11.98 | 11.46 | 9.01 | 6.8 | 5.64
Abham / Exeter / Landulph 132kV | Plympton 33kV | Langage | Primary | 11 | -4.0173 | 50.3848 | WPD Best View | Thermal headroom (MW) | 15.48 | 15.34 | 14.9 | 14.82 | 14.66 | 14.35 | 13.98 | 13.64 | 13.26 | 12.83 | 11.6 | 10.37 | 9 | 7.65 | 6.24 | 0.57 | -6.89 | -12.04
Abham / Exeter / Landulph 132kV | Plympton 33kV | Linketty Lane | Primary | 11 | -4.0651 | 50.3887 | Consumer Transformation | Thermal headroom (MW) | 12.064 | 11.784 | 11.644 | 11.424 | 10.974 | 10.374 | 9.754 | 9.104 | 8.434 | 7.584 | 6.184 | 4.414 | 2.574 | 0.764 | -0.986 | -11.826 | -18.576 | -22.026
Abham / Exeter / Landulph 132kV | Plympton 33kV | Linketty Lane | Primary | 11 | -4.0651 | 50.3887 | Leading the Way | Thermal headroom (MW) | 12.064 | 11.574 | 11.194 | 10.644 | 9.754 | 8.644 | 7.574 | 6.284 | 4.924 | 3.224 | 1.344 | -0.706 | -2.716 | -4.746 | -6.636 | -14.236 | -17.906 | -20.276
Abham / Exeter / Landulph 132kV | Plympton 33kV | Linketty Lane | Primary | 11 | -4.0651 | 50.3887 | Steady Progression | Thermal headroom (MW) | 12.064 | 12.034 | 12.134 | 12.214 | 12.234 | 12.104 | 11.954 | 11.704 | 11.414 | 11.024 | 10.474 | 9.894 | 9.274 | 8.604 | 7.934 | 3.264 | -0.756 | -2.746
Abham / Exeter / Landulph 132kV | Plympton 33kV | Linketty Lane | Primary | 11 | -4.0651 | 50.3887 | System Transformation | Thermal headroom (MW) | 12.064 | 11.954 | 11.964 | 11.944 | 11.824 | 11.694 | 11.484 | 11.164 | 10.794 | 10.284 | 9.634 | 8.904 | 8.154 | 7.384 | 6.594 | 1.184 | -2.216 | -3.416
Abham / Exeter / Landulph 132kV | Plympton 33kV | Linketty Lane | Primary | 11 | -4.0651 | 50.3887 | WPD Best View | Thermal headroom (MW) | 12.064 | 11.784 | 11.644 | 11.424 | 10.974 | 10.384 | 9.774 | 9.134 | 8.474 | 7.644 | 6.314 | 4.584 | 2.804 | 1.054 | -0.706 | -11.576 | -18.706 | -22.156
Abham / Exeter / Landulph 132kV | Plympton 33kV | Modbury | Primary | 11 | -3.8943 | 50.3482 | Consumer Transformation | Thermal headroom (MW) | 0.67 | 0.52 | 0.36 | 0.1 | -0.26 | -0.7 | -0.97 | -1.27 | -1.57 | -1.84 | -2.18 | -2.69 | -3.2 | -3.71 | -4.16 | -6.51 | -7.5 | -7.99
Abham / Exeter / Landulph 132kV | Plympton 33kV | Modbury | Primary | 11 | -3.8943 | 50.3482 | Leading the Way | Thermal headroom (MW) | 0.67 | 0.46 | 0.22 | -0.11 | -0.53 | -1.04 | -1.4 | -1.86 | -2.34 | -2.96 | -3.39 | -3.82 | -4.23 | -4.61 | -4.97 | -6.67 | -7.04 | -7.22
Abham / Exeter / Landulph 132kV | Plympton 33kV | Modbury | Primary | 11 | -3.8943 | 50.3482 | Steady Progression | Thermal headroom (MW) | 0.67 | 0.6 | 0.55 | 0.48 | 0.39 | 0.2 | 0.08 | -0.06 | -0.21 | -0.36 | -0.58 | -0.82 | -1.06 | -1.32 | -1.59 | -3.84 | -4.87 | -5.48
Abham / Exeter / Landulph 132kV | Plympton 33kV | Modbury | Primary | 11 | -3.8943 | 50.3482 | System Transformation | Thermal headroom (MW) | 0.67 | 0.56 | 0.48 | 0.35 | 0.18 | 0.03 | -0.03 | -0.14 | -0.27 | -0.39 | -0.57 | -0.78 | -0.98 | -1.17 | -1.33 | -3.75 | -5.29 | -5.58
Abham / Exeter / Landulph 132kV | Plympton 33kV | Modbury | Primary | 11 | -3.8943 | 50.3482 | WPD Best View | Thermal headroom (MW) | 0.67 | 0.56 | 0.48 | 0.35 | 0.18 | 0.03 | -0.03 | -0.14 | -0.27 | -0.39 | -0.57 | -0.78 | -0.98 | -1.17 | -1.33 | -3.75 | -5.29 | -5.58
Abham / Exeter / Landulph 132kV | Plympton 33kV | Newton Ferrers | Primary | 11 | -4.0272 | 50.3268 | Consumer Transformation | Thermal headroom (MW) | 3.7675 | 3.6975 | 3.6475 | 3.5375 | 3.4275 | 3.2375 | 3.0575 | 2.8775 | 2.6875 | 2.4975 | 2.2275 | 1.8475 | 1.4575 | 1.0675 | 0.6875 | -1.5025 | -2.7925 | -3.4425
Abham / Exeter / Landulph 132kV | Plympton 33kV | Newton Ferrers | Primary | 11 | -4.0272 | 50.3268 | Leading the Way | Thermal headroom (MW) | 3.7675 | 3.6475 | 3.5375 | 3.3775 | 3.1975 | 2.8775 | 2.5575 | 2.2175 | 1.8475 | 1.4175 | 1.0675 | 0.6775 | 0.2975 | -0.0925 | -0.4525 | -1.9025 | -2.5125 | -2.9225
Abham / Exeter / Landulph 132kV | Plympton 33kV | Newton Ferrers | Primary | 11 | -4.0272 | 50.3268 | Steady Progression | Thermal headroom (MW) | 3.7675 | 3.7475 | 3.7675 | 3.7475 | 3.7375 | 3.6475 | 3.5575 | 3.4475 | 3.3375 | 3.2075 | 3.0275 | 2.8475 | 2.6575 | 2.4675 | 2.2475 | 0.8275 | 0.1775 | -0.1325
Abham / Exeter / Landulph 132kV | Plympton 33kV | Newton Ferrers | Primary | 11 | -4.0272 | 50.3268 | System Transformation | Thermal headroom (MW) | 3.7675 | 3.7275 | 3.7175 | 3.6675 | 3.6175 | 3.5675 | 3.4975 | 3.4175 | 3.3175 | 3.2075 | 3.0575 | 2.8975 | 2.7275 | 2.5775 | 2.4075 | 1.2575 | 0.3775 | 0.0675
Abham / Exeter / Landulph 132kV | Plympton 33kV | Newton Ferrers | Primary | 11 | -4.0272 | 50.3268 | WPD Best View | Thermal headroom (MW) | 3.7675 | 3.7275 | 3.7175 | 3.6675 | 3.6175 | 3.5675 | 3.4975 | 3.4175 | 3.3175 | 3.2075 | 3.0575 | 2.8975 | 2.7275 | 2.5775 | 2.4075 | 1.2575 | 0.3775 | 0.0675
Abham / Exeter / Landulph 132kV | Plympton 33kV | Torycombe | Primary | 11 | -4.0258 | 50.4324 | Consumer Transformation | Thermal headroom (MW) | 12.0975 | 12.0775 | 12.1375 | 12.0175 | 11.4575 | 10.9875 | 10.4375 | 9.8475 | 9.2375 | 8.5775 | 7.4575 | 6.3975 | 5.3675 | 4.5875 | 3.6975 | 0.7275 | -5.2925 | -10.2325
Abham / Exeter / Landulph 132kV | Plympton 33kV | Torycombe | Primary | 11 | -4.0258 | 50.4324 | Leading the Way | Thermal headroom (MW) | 12.0975 | 12.0475 | 12.0775 | 11.8875 | 11.1375 | 10.5275 | 9.8875 | 9.0575 | 7.5675 | 5.9475 | 5.1275 | 4.0975 | 2.8975 | 1.9075 | 1.0075 | -1.4725 | -4.0825 | -6.9225
Abham / Exeter / Landulph 132kV | Plympton 33kV | Torycombe | Primary | 11 | -4.0258 | 50.4324 | Steady Progression | Thermal headroom (MW) | 12.0975 | 12.0975 | 12.1775 | 12.1775 | 11.8875 | 11.7375 | 11.5675 | 11.3875 | 11.1975 | 10.9875 | 10.6975 | 10.3975 | 10.0775 | 9.8075 | 9.5575 | 8.6975 | 8.9275 | 9.2175
Abham / Exeter / Landulph 132kV | Plympton 33kV | Torycombe | Primary | 11 | -4.0258 | 50.4324 | System Transformation | Thermal headroom (MW) | 12.0975 | 12.0875 | 12.1575 | 12.1175 | 11.7375 | 11.6175 | 11.4275 | 11.2175 | 10.9575 | 10.6675 | 10.3075 | 9.9675 | 9.6375 | 9.4375 | 9.2775 | 8.8375 | 8.5075 | 8.4975
Abham / Exeter / Landulph 132kV | Plympton 33kV | Torycombe | Primary | 11 | -4.0258 | 50.4324 | WPD Best View | Thermal headroom (MW) | 12.0975 | 12.0875 | 12.1575 | 12.0375 | 11.5075 | 11.2075 | 10.8175 | 10.3875 | 9.9175 | 9.3875 | 8.7875 | 8.2175 | 7.6575 | 7.3375 | 7.0575 | 6.4075 | 5.8975 | 5.9675
Abham / Exeter / Landulph 132kV | Sowton 33kV | Sowton 33kV | Bulk Supply Point | 33 | -3.466 | 50.727 | Consumer Transformation | Thermal headroom (MW) | 27.9 | 24.9485 | 20.1585 | 14.2991 | 8.8419 | 2.7974 | -3.4516 | -9.7009 | -15.6941 | -21.9213 | -31.6827 | -42.0814 | -52.8814 | -64.0785 | -75.3191 | -120.0772 | -164.971 | -196.9396
Abham / Exeter / Landulph 132kV | Sowton 33kV | Sowton 33kV | Bulk Supply Point | 33 | -3.466 | 50.727 | Leading the Way | Thermal headroom (MW) | 27.9 | 23.9916 | 17.7981 | 9.9697 | 2.3346 | -6.2412 | -14.633 | -24.3442 | -35.3394 | -47.5323 | -56.1181 | -66.3534 | -77.3644 | -88.2161 | -97.565 | -124.132 | -139.8145 | -152.2387
Abham / Exeter / Landulph 132kV | Sowton 33kV | Sowton 33kV | Bulk Supply Point | 33 | -3.466 | 50.727 | Steady Progression | Thermal headroom (MW) | 27.9 | 26.1321 | 23.0252 | 19.3484 | 16.4735 | 13.856 | 11.3049 | 8.4127 | 5.5911 | 1.7028 | -2.7018 | -5.7729 | -8.71 | -11.9469 | -14.7994 | -33.5304 | -43.3547 | -46.3616
Abham / Exeter / Landulph 132kV | Sowton 33kV | Sowton 33kV | Bulk Supply Point | 33 | -3.466 | 50.727 | System Transformation | Thermal headroom (MW) | 27.9 | 25.4358 | 21.2887 | 16.3301 | 12.188 | 9.1489 | 5.597 | 1.3954 | -2.7905 | -6.5281 | -11.5067 | -14.598 | -19.1787 | -23.2435 | -28.3235 | -51.2438 | -69.5183 | -76.6728
Abham / Exeter / Landulph 132kV | Sowton 33kV | Sowton 33kV | Bulk Supply Point | 33 | -3.466 | 50.727 | WPD Best View | Thermal headroom (MW) | 27.9 | 25.7438 | 21.9186 | 17.3445 | 13.6331 | 10.8424 | 7.7951 | 4.1741 | 0.54377 | -3.5868 | -7.923 | -10.8292 | -14.2027 | -17.5142 | -20.8351 | -40.6284 | -55.7749 | -62.1008
Abham / Exeter / Landulph 132kV | Sowton 33kV | Clyst Honiton | Primary | 11 | -3.4336 | 50.7289 | Consumer Transformation | Thermal headroom (MW) | 17.16 | 15.9 | 11.73 | 7.89 | 4.63 | 1.71 | -1.26 | -4.16 | -7.03 | -9.98 | -12.74 | -15.39 | -17.86 | -20.34 | -22.87 | -30.11 | -40.24 | -48.94
Abham / Exeter / Landulph 132kV | Sowton 33kV | Clyst Honiton | Primary | 11 | -3.4336 | 50.7289 | Leading the Way | Thermal headroom (MW) | 17.16 | 15.73 | 11.02 | 6.33 | 2.35 | -1.15 | -4.35 | -8.09 | -12.32 | -16.94 | -18.81 | -21.1 | -23.32 | -25.47 | -27.41 | -31.1 | -34.09 | -37.5
Abham / Exeter / Landulph 132kV | Sowton 33kV | Clyst Honiton | Primary | 11 | -3.4336 | 50.7289 | Steady Progression | Thermal headroom (MW) | 17.16 | 16.2 | 12.85 | 9.96 | 7.64 | 6 | 4.51 | 2.9 | 1.41 | -0.3 | -1.76 | -2.69 | -3.42 | -4.13 | -4.61 | -6.58 | -6.29 | -5.25
Abham / Exeter / Landulph 132kV | Sowton 33kV | Clyst Honiton | Primary | 11 | -3.4336 | 50.7289 | System Transformation | Thermal headroom (MW) | 17.16 | 15.99 | 12.06 | 8.61 | 5.81 | 3.82 | 1.72 | -0.49 | -2.67 | -4.58 | -6.17 | -6.93 | -8.13 | -8.92 | -10.12 | -13.97 | -16.88 | -18.51
Abham / Exeter / Landulph 132kV | Sowton 33kV | Clyst Honiton | Primary | 11 | -3.4336 | 50.7289 | WPD Best View | Thermal headroom (MW) | 17.16 | 16.01 | 12.11 | 8.69 | 5.94 | 3.99 | 1.95 | -0.19 | -2.28 | -4.35 | -5.81 | -6.57 | -7.49 | -8.29 | -9.23 | -12.42 | -14.2 | -15.02
Abham / Exeter / Landulph 132kV | Sowton 33kV | Countess Wear | Primary | 11 | -3.4935 | 50.7014 | Consumer Transformation | Thermal headroom (MW) | 3.412 | 3.252 | 3.182 | 3.122 | 3.012 | 2.912 | 2.702 | 2.442 | 2.162 | 1.852 | 1.492 | 1.192 | 0.772 | 0.172 | -0.388 | -3.888 | -5.788 | -6.628
Abham / Exeter / Landulph 132kV | Sowton 33kV | Countess Wear | Primary | 11 | -3.4935 | 50.7014 | Leading the Way | Thermal headroom (MW) | 3.412 | 3.182 | 3.042 | 2.902 | 2.732 | 2.512 | 2.162 | 1.732 | 1.292 | 0.812 | 0.352 | -0.238 | -0.888 | -1.528 | -2.128 | -4.038 | -4.808 | -5.048
Abham / Exeter / Landulph 132kV | Sowton 33kV | Countess Wear | Primary | 11 | -3.4935 | 50.7014 | Steady Progression | Thermal headroom (MW) | 3.412 | 3.342 | 3.362 | 3.392 | 3.432 | 3.412 | 3.332 | 3.222 | 3.092 | 2.932 | 2.732 | 2.512 | 2.272 | 2.012 | 1.772 | 0.422 | -0.468 | -0.888
Abham / Exeter / Landulph 132kV | Sowton 33kV | Countess Wear | Primary | 11 | -3.4935 | 50.7014 | System Transformation | Thermal headroom (MW) | 3.412 | 3.302 | 3.282 | 3.272 | 3.252 | 3.242 | 3.142 | 3.002 | 2.822 | 2.602 | 2.372 | 2.132 | 1.892 | 1.662 | 1.482 | 0.222 | -0.758 | -0.858
Abham / Exeter / Landulph 132kV | Sowton 33kV | Countess Wear | Primary | 11 | -3.4935 | 50.7014 | WPD Best View | Thermal headroom (MW) | 3.412 | 3.342 | 3.362 | 3.392 | 3.422 | 3.402 | 3.322 | 3.212 | 3.082 | 2.922 | 2.712 | 2.492 | 2.242 | 1.972 | 1.742 | 0.372 | -0.598 | -0.918
Abham / Exeter / Landulph 132kV | Sowton 33kV | Exeter Science Park | Primary | 11 | -3.4607 | 50.7352 | Consumer Transformation | Thermal headroom (MW) | 17.98 | 17.79 | 17.82 | 17.48 | 17.28 | 17.19 | 17.08 | 17.03 | 16.98 | 16.91 | 16.34 | 15.79 | 15.19 | 14.6 | 13.94 | 12.85 | 8.84 | 5.48
Abham / Exeter / Landulph 132kV | Sowton 33kV | Exeter Science Park | Primary | 11 | -3.4607 | 50.7352 | Leading the Way | Thermal headroom (MW) | 17.98 | 17.77 | 17.79 | 17.33 | 17.01 | 16.88 | 16.74 | 16.6 | 16.06 | 15.46 | 15.39 | 15.09 | 14.6 | 14.11 | 13.63 | 13.51 | 13.3 | 13.09
Abham / Exeter / Landulph 132kV | Sowton 33kV | Exeter Science Park | Primary | 11 | -3.4607 | 50.7352 | Steady Progression | Thermal headroom (MW) | 17.98 | 17.82 | 17.87 | 17.6 | 17.46 | 17.47 | 17.47 | 17.49 | 17.52 | 17.35 | 17.14 | 17.12 | 17.13 | 17.09 | 17.12 | 17.21 | 17.39 | 17.64
Abham / Exeter / Landulph 132kV | Sowton 33kV | Exeter Science Park | Primary | 11 | -3.4607 | 50.7352 | System Transformation | Thermal headroom (MW) | 17.98 | 17.78 | 17.8 | 17.44 | 17.22 | 17.19 | 17.13 | 17.08 | 17.01 | 16.95 | 16.59 | 16.62 | 16.36 | 16.32 | 16.06 | 15.46 | 14.58 | 14.08
Abham / Exeter / Landulph 132kV | Sowton 33kV | Exeter Science Park | Primary | 11 | -3.4607 | 50.7352 | WPD Best View | Thermal headroom (MW) | 17.98 | 17.8 | 17.84 | 17.52 | 17.35 | 17.36 | 17.36 | 17.38 | 17.4 | 17.23 | 17.04 | 17.06 | 17.07 | 17.02 | 17.05 | 17.15 | 17.33 | 17.58
Abham / Exeter / Landulph 132kV | Sowton 33kV | Heavitree | Primary | 11 | -3.4904 | 50.7206 | Consumer Transformation | Thermal headroom (MW) | 2.94 | 2.34 | 2.02 | 1.58 | 1.17 | 0.29 | -0.4 | -1 | -1.63 | -2.22 | -3.16 | -3.98 | -4.92 | -6.18 | -7.41 | -14.04 | -18.45 | -20.82
Abham / Exeter / Landulph 132kV | Sowton 33kV | Heavitree | Primary | 11 | -3.4904 | 50.7206 | Leading the Way | Thermal headroom (MW) | 2.94 | 2.07 | 1.49 | 0.78 | 0.12 | -1.15 | -2.1 | -2.99 | -3.89 | -4.79 | -5.83 | -7.1 | -8.49 | -9.82 | -11.1 | -15.47 | -17.53 | -18.82
Abham / Exeter / Landulph 132kV | Sowton 33kV | Heavitree | Primary | 11 | -3.4904 | 50.7206 | Steady Progression | Thermal headroom (MW) | 2.94 | 2.6 | 2.52 | 2.35 | 2.26 | 1.85 | 1.59 | 1.35 | 1.03 | 0.69 | 0.22 | -0.24 | -0.72 | -1.22 | -1.72 | -4.51 | -6.16 | -7.11
Abham / Exeter / Landulph 132kV | Sowton 33kV | Heavitree | Primary | 11 | -3.4904 | 50.7206 | System Transformation | Thermal headroom (MW) | 2.94 | 2.46 | 2.26 | 1.95 | 1.73 | 1.25 | 0.97 | 0.66 | 0.3 | -0.07 | -0.55 | -1.07 | -1.58 | -2.07 | -2.49 | -4.41 | -5.81 | -6.25
Abham / Exeter / Landulph 132kV | Sowton 33kV | Heavitree | Primary | 11 | -3.4904 | 50.7206 | WPD Best View | Thermal headroom (MW) | 2.94 | 2.6 | 2.52 | 2.35 | 2.26 | 1.85 | 1.59 | 1.35 | 1.03 | 0.69 | 0.22 | -0.24 | -0.72 | -1.22 | -1.72 | -4.51 | -6.16 | -7.11
Abham / Exeter / Landulph 132kV | Sowton 33kV | Hill Barton Primary | Primary | 11 | -3.4112 | 50.7122 | Consumer Transformation | Thermal headroom (MW) | 0 | -0.07 | -0.02 | -0.1 | -0.12 | -0.15 | -0.17 | -0.19 | -0.29 | -0.39 | -0.51 | -0.68 | -0.83 | -0.98 | -1.13 | -1.79 | -1.98 | -1.92
Abham / Exeter / Landulph 132kV | Sowton 33kV | Hill Barton Primary | Primary | 11 | -3.4112 | 50.7122 | Leading the Way | Thermal headroom (MW) | 0 | -0.09 | -0.05 | -0.17 | -0.22 | -0.26 | -0.29 | -0.36 | -0.48 | -0.6 | -0.73 | -0.84 | -0.99 | -1.13 | -1.26 | -1.69 | -1.77 | -1.44
Abham / Exeter / Landulph 132kV | Sowton 33kV | Hill Barton Primary | Primary | 11 | -3.4112 | 50.7122 | Steady Progression | Thermal headroom (MW) | 0 | -0.05 | -0.01 | -0.07 | -0.05 | -0.04 | -0.02 | 0 | -0.04 | -0.07 | -0.1 | -0.12 | -0.14 | -0.19 | -0.25 | -0.82 | -1.22 | -1.38
Abham / Exeter / Landulph 132kV | Sowton 33kV | Hill Barton Primary | Primary | 11 | -3.4112 | 50.7122 | System Transformation | Thermal headroom (MW) | 0 | -0.06 | -0.02 | -0.1 | -0.1 | -0.07 | -0.08 | -0.09 | -0.1 | -0.11 | -0.16 | -0.25 | -0.37 | -0.48 | -0.61 | -1.29 | -1.62 | -1.5
Abham / Exeter / Landulph 132kV | Sowton 33kV | Hill Barton Primary | Primary | 11 | -3.4112 | 50.7122 | WPD Best View | Thermal headroom (MW) | 0 | -0.06 | -0.02 | -0.1 | -0.1 | -0.07 | -0.08 | -0.09 | -0.1 | -0.11 | -0.16 | -0.25 | -0.37 | -0.48 | -0.61 | -1.29 | -1.62 | -1.5
Abham / Exeter / Landulph 132kV | Sowton 33kV | Pinhoe | Primary | 11 | -3.4792 | 50.7383 | Consumer Transformation | Thermal headroom (MW) | 2.88 | 2.51 | 2.17 | 1.87 | 1.39 | 0.69 | -0.02 | -0.82 | -1.51 | -2.25 | -3.78 | -5.82 | -7.91 | -10 | -12.05 | -22.06 | -28.84 | -32.41
Abham / Exeter / Landulph 132kV | Sowton 33kV | Pinhoe | Primary | 11 | -3.4792 | 50.7383 | Leading the Way | Thermal headroom (MW) | 2.88 | 2.23 | 1.6 | 1.06 | 0.25 | -0.91 | -2.11 | -3.54 | -4.65 | -6.06 | -8.26 | -10.53 | -12.87 | -15.18 | -17.01 | -23.37 | -26.63 | -28.78
Abham / Exeter / Landulph 132kV | Sowton 33kV | Pinhoe | Primary | 11 | -3.4792 | 50.7383 | Steady Progression | Thermal headroom (MW) | 2.88 | 2.78 | 2.74 | 2.78 | 2.78 | 2.63 | 2.41 | 2.07 | 1.73 | 1.35 | 0.81 | 0.26 | -0.34 | -0.97 | -1.62 | -6.01 | -9.65 | -11.61
Abham / Exeter / Landulph 132kV | Sowton 33kV | Pinhoe | Primary | 11 | -3.4792 | 50.7383 | System Transformation | Thermal headroom (MW) | 2.88 | 2.68 | 2.53 | 2.46 | 2.31 | 2.11 | 1.77 | 1.28 | 0.85 | 0.38 | -0.29 | -1.01 | -1.74 | -2.81 | -3.9 | -8.51 | -11.26 | -11.83
Abham / Exeter / Landulph 132kV | Sowton 33kV | Pinhoe | Primary | 11 | -3.4792 | 50.7383 | WPD Best View | Thermal headroom (MW) | 2.88 | 2.76 | 2.71 | 2.74 | 2.72 | 2.58 | 2.37 | 2.04 | 1.71 | 1.33 | 0.8 | 0.24 | -0.35 | -0.98 | -1.62 | -5.98 | -9.67 | -11.65
Abham / Exeter / Landulph 132kV | Sowton 33kV | Sowton | Primary | 11 | -3.4648 | 50.7266 | Consumer Transformation | Thermal headroom (MW) | 11.17 | 11.01 | 11.06 | 11.11 | 11.14 | 11.13 | 10.51 | 9.98 | 9.79 | 9.55 | 8.28 | 7.02 | 5.66 | 4.13 | 2.51 | -1.93 | -10.58 | -17.47
Abham / Exeter / Landulph 132kV | Sowton 33kV | Sowton | Primary | 11 | -3.4648 | 50.7266 | Leading the Way | Thermal headroom (MW) | 11.17 | 10.96 | 10.96 | 10.96 | 10.78 | 10.63 | 9.59 | 8.55 | 7.26 | 5.89 | 5.59 | 4.7 | 3.38 | 2.03 | 0.75 | -0.44 | -1.01 | -1.33
Abham / Exeter / Landulph 132kV | Sowton 33kV | Sowton | Primary | 11 | -3.4648 | 50.7266 | Steady Progression | Thermal headroom (MW) | 11.17 | 11.07 | 11.18 | 11.29 | 11.41 | 11.51 | 11.26 | 11.01 | 10.93 | 10.46 | 9.9 | 9.83 | 9.75 | 9.54 | 9.47 | 8.63 | 8.06 | 8.45
Abham / Exeter / Landulph 132kV | Sowton 33kV | Sowton | Primary | 11 | -3.4648 | 50.7266 | System Transformation | Thermal headroom (MW) | 11.17 | 11 | 11.03 | 11.05 | 11.04 | 11.04 | 10.4 | 9.83 | 9.54 | 9.36 | 8.58 | 8.51 | 7.87 | 7.69 | 7.11 | 4.35 | 2.01 | 1.17
Abham / Exeter / Landulph 132kV | Sowton 33kV | Sowton | Primary | 11 | -3.4648 | 50.7266 | WPD Best View | Thermal headroom (MW) | 11.17 | 11.05 | 11.13 | 11.21 | 11.28 | 11.34 | 11.03 | 10.71 | 10.54 | 10.22 | 9.54 | 9.47 | 9.11 | 8.91 | 8.58 | 7.08 | 5.38 | 4.96
Abham / Exeter / Landulph 132kV | Sowton 33kV | Sowton B | Primary | 11 | -3.465 | 50.7264 | Consumer Transformation | Thermal headroom (MW) | -4.38 | -4.37 | -4.3 | -4.23 | -4.17 | -4.13 | -4.1 | -4.07 | -4.03 | -4.02 | -4.53 | -5.04 | -5.55 | -6.07 | -6.65 | -7.66 | -11.68 | -15.09
Abham / Exeter / Landulph 132kV | Sowton 33kV | Sowton B | Primary | 11 | -3.465 | 50.7264 | Leading the Way | Thermal headroom (MW) | -4.38 | -4.37 | -4.31 | -4.26 | -4.27 | -4.28 | -4.3 | -4.39 | -4.88 | -5.41 | -5.44 | -5.65 | -6.03 | -6.46 | -6.88 | -6.98 | -7.27 | -7.62
Abham / Exeter / Landulph 132kV | Sowton 33kV | Sowton B | Primary | 11 | -3.465 | 50.7264 | Steady Progression | Thermal headroom (MW) | -4.38 | -4.37 | -4.3 | -4.22 | -4.15 | -4.09 | -4.02 | -3.96 | -3.9 | -4.03 | -4.21 | -4.15 | -4.1 | -4.1 | -4.04 | -3.75 | -3.49 | -3.25
Abham / Exeter / Landulph 132kV | Sowton 33kV | Sowton B | Primary | 11 | -3.465 | 50.7264 | System Transformation | Thermal headroom (MW) | -4.38 | -4.39 | -4.34 | -4.31 | -4.28 | -4.26 | -4.25 | -4.26 | -4.29 | -4.27 | -4.57 | -4.51 | -4.73 | -4.73 | -4.93 | -5.3 | -6.18 | -6.74
Abham / Exeter / Landulph 132kV | Sowton 33kV | Sowton B | Primary | 11 | -3.465 | 50.7264 | WPD Best View | Thermal headroom (MW) | -4.38 | -4.37 | -4.3 | -4.22 | -4.15 | -4.09 | -4.02 | -3.96 | -3.9 | -4.03 | -4.21 | -4.15 | -4.1 | -4.1 | -4.04 | -3.75 | -3.49 | -3.25
Abham / Exeter / Landulph 132kV | Sowton 33kV | Topsham | Primary | 11 | -3.4648 | 50.6845 | Consumer Transformation | Thermal headroom (MW) | 1.43 | 1.26 | 1.12 | 1 | 0.82 | 0.61 | 0.38 | 0.05 | -0.2 | -0.47 | -1.2 | -1.99 | -2.92 | -3.85 | -4.75 | -8.57 | -10.96 | -11.98
Abham / Exeter / Landulph 132kV | Sowton 33kV | Topsham | Primary | 11 | -3.4648 | 50.6845 | Leading the Way | Thermal headroom (MW) | 1.43 | 1.19 | 0.95 | 0.74 | 0.46 | 0.12 | -0.26 | -0.85 | -1.24 | -1.7 | -2.67 | -3.73 | -4.76 | -5.75 | -6.33 | -8.63 | -9.75 | -10.22
Abham / Exeter / Landulph 132kV | Sowton 33kV | Topsham | Primary | 11 | -3.4648 | 50.6845 | Steady Progression | Thermal headroom (MW) | 1.43 | 1.36 | 1.32 | 1.3 | 1.29 | 1.23 | 1.14 | 0.99 | 0.84 | 0.68 | 0.46 | 0.24 | 0 | -0.25 | -0.51 | -2.61 | -4.29 | -5.1
Abham / Exeter / Landulph 132kV | Sowton 33kV | Topsham | Primary | 11 | -3.4648 | 50.6845 | System Transformation | Thermal headroom (MW) | 1.43 | 1.32 | 1.23 | 1.16 | 1.1 | 1.03 | 0.92 | 0.68 | 0.51 | 0.32 | 0.09 | -0.17 | -0.43 | -1.06 | -1.66 | -4.07 | -5.5 | -5.66
Abham / Exeter / Landulph 132kV | Sowton 33kV | Topsham | Primary | 11 | -3.4648 | 50.6845 | WPD Best View | Thermal headroom (MW) | 1.43 | 1.36 | 1.31 | 1.28 | 1.27 | 1.22 | 1.14 | 0.95 | 0.81 | 0.65 | 0.44 | 0.21 | -0.02 | -0.26 | -0.5 | -2.54 | -4.28 | -5.06
Abham / Exeter / Landulph 132kV | Tiverton 33kV | Tiverton 33kV | Bulk Supply Point | 33 | -3.3813 | 50.8958 | Consumer Transformation | Thermal headroom (MW) | 11.6721 | -5.1692 | -5.3904 | -6.1732 | -8.0346 | -11.9573 | -16.5189 | -20.5862 | -24.6259 | -29.2223 | -37.4961 | -46.9497 | -56.6406 | -66.0098 | -75.4292 | -115.2899 | -151.0811 | -174.5244
Abham / Exeter / Landulph 132kV | Tiverton 33kV | Tiverton 33kV | Bulk Supply Point | 33 | -3.3813 | 50.8958 | Leading the Way | Thermal headroom (MW) | 11.6721 | -6.0714 | -7.2274 | -8.9154 | -12.0512 | -17.4951 | -23.9824 | -30.6437 | -38.9343 | -48.5661 | -56.3254 | -65.0319 | -74.1353 | -83.1048 | -91.2366 | -119.41 | -132.8582 | -141.9002
Abham / Exeter / Landulph 132kV | Tiverton 33kV | Tiverton 33kV | Bulk Supply Point | 33 | -3.3813 | 50.8958 | Steady Progression | Thermal headroom (MW) | 11.6721 | -4.4978 | -4.0491 | -3.8327 | -3.8452 | -5.1268 | -6.7135 | -8.3713 | -10.1573 | -12.4173 | -16.0618 | -19.2286 | -22.4991 | -26.0724 | -29.9047 | -55.4289 | -68.9533 | -74.5305
Abham / Exeter / Landulph 132kV | Tiverton 33kV | Tiverton 33kV | Bulk Supply Point | 33 | -3.3813 | 50.8958 | System Transformation | Thermal headroom (MW) | 11.6721 | -4.8258 | -4.7228 | -4.934 | -5.6369 | -6.5332 | -8.103 | -9.3717 | -10.9967 | -12.9977 | -16.2808 | -19.8213 | -23.5646 | -27.2194 | -31.1674 | -58.0654 | -76.0086 | -79.9379
Abham / Exeter / Landulph 132kV | Tiverton 33kV | Tiverton 33kV | Bulk Supply Point | 33 | -3.3813 | 50.8958 | WPD Best View | Thermal headroom (MW) | 11.6721 | -4.8258 | -4.7228 | -4.934 | -5.6369 | -6.5332 | -8.103 | -9.3717 | -10.9967 | -12.9977 | -16.2808 | -19.8213 | -23.5646 | -27.2194 | -31.1674 | -58.0654 | -76.0086 | -79.9379
Abham / Exeter / Landulph 132kV | Tiverton 33kV | Bridge Mills | Primary | 11 | -3.4541 | 50.8015 | Consumer Transformation | Thermal headroom (MW) | 6.93 | 6.86 | 6.87 | 6.85 | 6.74 | 6.52 | 6.28 | 6.05 | 5.81 | 5.55 | 5.22 | 4.65 | 3.97 | 3.33 | 2.73 | -0.95 | -2.89 | -3.85
Abham / Exeter / Landulph 132kV | Tiverton 33kV | Bridge Mills | Primary | 11 | -3.4541 | 50.8015 | Leading the Way | Thermal headroom (MW) | 6.93 | 6.78 | 6.71 | 6.61 | 6.39 | 6.05 | 5.68 | 5.21 | 4.75 | 4.24 | 3.66 | 3.02 | 2.37 | 1.74 | 1.19 | -1.11 | -2 | -2.45
Abham / Exeter / Landulph 132kV | Tiverton 33kV | Bridge Mills | Primary | 11 | -3.4541 | 50.8015 | Steady Progression | Thermal headroom (MW) | 6.93 | 6.92 | 7 | 7.08 | 7.12 | 7.07 | 7 | 6.92 | 6.83 | 6.72 | 6.5 | 6.29 | 6.06 | 5.78 | 5.5 | 2.94 | 1.45 | 1.03
Abham / Exeter / Landulph 132kV | Tiverton 33kV | Bridge Mills | Primary | 11 | -3.4541 | 50.8015 | System Transformation | Thermal headroom (MW) | 6.93 | 6.89 | 6.93 | 6.96 | 6.94 | 6.93 | 6.9 | 6.85 | 6.78 | 6.66 | 6.47 | 6.25 | 6.02 | 5.81 | 5.61 | 3.27 | 1.39 | 1.01
Abham / Exeter / Landulph 132kV | Tiverton 33kV | Bridge Mills | Primary | 11 | -3.4541 | 50.8015 | WPD Best View | Thermal headroom (MW) | 6.93 | 6.89 | 6.93 | 6.96 | 6.94 | 6.93 | 6.9 | 6.85 | 6.78 | 6.66 | 6.47 | 6.25 | 6.02 | 5.81 | 5.61 | 3.27 | 1.39 | 1.01
Abham / Exeter / Landulph 132kV | Tiverton 33kV | Burlescombe | Primary | 11 | -3.3271 | 50.9469 | Consumer Transformation | Thermal headroom (MW) | 2.16 | 2.16 | 2.2 | 2.24 | 2.22 | 2.03 | 1.82 | 1.62 | 1.42 | 1.21 | 0.64 | 0.08 | -0.48 | -1.01 | -1.59 | -3.67 | -7.46 | -10.49
Abham / Exeter / Landulph 132kV | Tiverton 33kV | Burlescombe | Primary | 11 | -3.3271 | 50.9469 | Leading the Way | Thermal headroom (MW) | 2.16 | 2.14 | 2.16 | 2.18 | 2.12 | 1.76 | 1.38 | 0.92 | 0.07 | -0.84 | -1.14 | -1.62 | -2.27 | -2.96 | -3.59 | -5.85 | -7.97 | -9.98
Abham / Exeter / Landulph 132kV | Tiverton 33kV | Burlescombe | Primary | 11 | -3.3271 | 50.9469 | Steady Progression | Thermal headroom (MW) | 2.16 | 2.13 | 2.15 | 2.17 | 2.18 | 2.1 | 2.03 | 1.95 | 1.88 | 1.77 | 1.53 | 1.34 | 1.15 | 0.96 | 0.79 | -0.49 | -0.93 | -1.06
Abham / Exeter / Landulph 132kV | Tiverton 33kV | Burlescombe | Primary | 11 | -3.3271 | 50.9469 | System Transformation | Thermal headroom (MW) | 2.16 | 2.13 | 2.16 | 2.17 | 2.16 | 2.15 | 2.15 | 2.13 | 2.02 | 1.91 | 1.68 | 1.56 | 1.32 | 1.11 | 0.86 | -0.57 | -1.84 | -2.29
Abham / Exeter / Landulph 132kV | Tiverton 33kV | Burlescombe | Primary | 11 | -3.3271 | 50.9469 | WPD Best View | Thermal headroom (MW) | 2.16 | 2.13 | 2.16 | 2.17 | 2.16 | 2.15 | 2.15 | 2.13 | 2.02 | 1.91 | 1.68 | 1.56 | 1.32 | 1.11 | 0.86 | -0.57 | -1.84 | -2.29
Abham / Exeter / Landulph 132kV | Tiverton 33kV | Cullompton | Primary | 11 | -3.4035 | 50.8588 | Consumer Transformation | Thermal headroom (MW) | 10.316 | 10.026 | 9.826 | 9.436 | 8.756 | 7.626 | 6.086 | 4.996 | 3.846 | 2.616 | 1.006 | -0.934 | -2.854 | -4.664 | -6.454 | -14.364 | -17.294 | -18.484
Abham / Exeter / Landulph 132kV | Tiverton 33kV | Cullompton | Primary | 11 | -3.4035 | 50.8588 | Leading the Way | Thermal headroom (MW) | 10.316 | 9.886 | 9.546 | 9.016 | 8.176 | 6.756 | 4.686 | 3.196 | 1.596 | -0.414 | -2.474 | -4.664 | -6.634 | -8.474 | -10.164 | -15.414 | -16.494 | -16.804
Abham / Exeter / Landulph 132kV | Tiverton 33kV | Cullompton | Primary | 11 | -3.4035 | 50.8588 | Steady Progression | Thermal headroom (MW) | 10.316 | 10.186 | 10.196 | 10.126 | 9.986 | 9.516 | 8.856 | 8.406 | 7.926 | 7.426 | 6.766 | 6.076 | 5.346 | 4.566 | 3.796 | 0.026 | -2.104 | -3.084
Abham / Exeter / Landulph 132kV | Tiverton 33kV | Cullompton | Primary | 11 | -3.4035 | 50.8588 | System Transformation | Thermal headroom (MW) | 10.316 | 10.106 | 10.026 | 9.856 | 9.566 | 9.016 | 8.036 | 7.476 | 6.846 | 6.166 | 5.326 | 4.436 | 3.596 | 2.786 | 2.016 | -2.584 | -4.514 | -4.774
Abham / Exeter / Landulph 132kV | Tiverton 33kV | Cullompton | Primary | 11 | -3.4035 | 50.8588 | WPD Best View | Thermal headroom (MW) | 10.316 | 10.106 | 10.026 | 9.856 | 9.566 | 9.016 | 8.036 | 7.476 | 6.846 | 6.166 | 5.326 | 4.436 | 3.596 | 2.786 | 2.016 | -2.584 | -4.514 | -4.774
Abham / Exeter / Landulph 132kV | Tiverton 33kV | Dunkeswell 33/11kv | Primary | 11 | -3.2163 | 50.8564 | Consumer Transformation | Thermal headroom (MW) | 3.4675 | -2.2325 | -2.2225 | -2.2725 | -2.4025 | -2.7025 | -3.0125 | -3.3225 | -3.6125 | -3.9425 | -4.3025 | -4.6925 | -5.0925 | -5.4925 | -5.8725 | -7.6425 | -8.7425 | -9.2725
Abham / Exeter / Landulph 132kV | Tiverton 33kV | Dunkeswell 33/11kv | Primary | 11 | -3.2163 | 50.8564 | Leading the Way | Thermal headroom (MW) | 3.4675 | -2.3325 | -2.4125 | -2.5625 | -2.8225 | -3.1425 | -3.4425 | -3.7925 | -4.1325 | -4.5425 | -4.9225 | -5.2925 | -5.6925 | -6.0925 | -6.4325 | -7.7825 | -8.2525 | -8.3125
Abham / Exeter / Landulph 132kV | Tiverton 33kV | Dunkeswell 33/11kv | Primary | 11 | -3.2163 | 50.8564 | Steady Progression | Thermal headroom (MW) | 3.4675 | -2.2025 | -2.1725 | -2.1925 | -2.2025 | -2.2625 | -2.3225 | -2.4425 | -2.5525 | -2.6525 | -2.8725 | -3.1125 | -3.3425 | -3.5625 | -3.8225 | -5.4225 | -6.3325 | -6.6925
Abham / Exeter / Landulph 132kV | Tiverton 33kV | Dunkeswell 33/11kv | Primary | 11 | -3.2163 | 50.8564 | System Transformation | Thermal headroom (MW) | 3.4675 | -2.2125 | -2.2025 | -2.2425 | -2.2925 | -2.3425 | -2.3825 | -2.4225 | -2.4625 | -2.6025 | -2.7925 | -3.0125 | -3.2225 | -3.4725 | -3.7725 | -5.6125 | -6.9525 | -7.1025
Abham / Exeter / Landulph 132kV | Tiverton 33kV | Dunkeswell 33/11kv | Primary | 11 | -3.2163 | 50.8564 | WPD Best View | Thermal headroom (MW) | 3.4675 | -2.2125 | -2.2025 | -2.2425 | -2.2925 | -2.3425 | -2.3825 | -2.4225 | -2.4625 | -2.6025 | -2.7925 | -3.0125 | -3.2225 | -3.4725 | -3.7725 | -5.6125 | -6.9525 | -7.1025
Abham / Exeter / Landulph 132kV | Tiverton 33kV | Hemyock | Primary | 11 | -3.2516 | 50.9186 | Consumer Transformation | Thermal headroom (MW) | 1.687 | 1.627 | 1.647 | 1.627 | 1.567 | 1.337 | 1.117 | 0.897 | 0.687 | 0.457 | 0.067 | -0.423 | -0.953 | -1.493 | -1.973 | -3.933 | -4.933 | -5.403
Abham / Exeter / Landulph 132kV | Tiverton 33kV | Hemyock | Primary | 11 | -3.2516 | 50.9186 | Leading the Way | Thermal headroom (MW) | 1.687 | 1.587 | 1.547 | 1.477 | 1.347 | 1.027 | 0.637 | 0.207 | -0.253 | -0.863 | -1.183 | -1.523 | -1.863 | -2.233 | -2.563 | -4.113 | -4.593 | -4.933
Abham / Exeter / Landulph 132kV | Tiverton 33kV | Hemyock | Primary | 11 | -3.2516 | 50.9186 | Steady Progression | Thermal headroom (MW) | 1.687 | 1.677 | 1.727 | 1.767 | 1.797 | 1.687 | 1.567 | 1.417 | 1.247 | 1.067 | 0.787 | 0.517 | 0.237 | -0.103 | -0.473 | -2.883 | -3.583 | -3.883
Abham / Exeter / Landulph 132kV | Tiverton 33kV | Hemyock | Primary | 11 | -3.2516 | 50.9186 | System Transformation | Thermal headroom (MW) | 1.687 | 1.647 | 1.667 | 1.687 | 1.657 | 1.647 | 1.627 | 1.587 | 1.527 | 1.457 | 1.287 | 1.107 | 0.907 | 0.727 | 0.567 | -1.433 | -3.073 | -3.513
Abham / Exeter / Landulph 132kV | Tiverton 33kV | Hemyock | Primary | 11 | -3.2516 | 50.9186 | WPD Best View | Thermal headroom (MW) | 1.687 | 1.647 | 1.667 | 1.687 | 1.657 | 1.647 | 1.627 | 1.587 | 1.527 | 1.457 | 1.287 | 1.107 | 0.907 | 0.727 | 0.567 | -1.433 | -3.073 | -3.513
Abham / Exeter / Landulph 132kV | Tiverton 33kV | Tiverton Junction | Primary | 11 | -3.3816 | 50.8962 | Consumer Transformation | Thermal headroom (MW) | 10.64 | 10.44 | 10.45 | 10.41 | 10.23 | 9.81 | 9.21 | 8.65 | 8.06 | 7.39 | 5.46 | 3.18 | 0.82 | -1.48 | -3.87 | -12.76 | -24.52 | -33.04
Abham / Exeter / Landulph 132kV | Tiverton 33kV | Tiverton Junction | Primary | 11 | -3.3816 | 50.8962 | Leading the Way | Thermal headroom (MW) | 10.64 | 10.34 | 10.23 | 10.1 | 9.71 | 9.05 | 8.12 | 7.09 | 5.65 | 3.96 | 2.25 | 0.26 | -1.73 | -3.62 | -5.42 | -10.5 | -13.28 | -15.02
Abham / Exeter / Landulph 132kV | Tiverton 33kV | Tiverton Junction | Primary | 11 | -3.3816 | 50.8962 | Steady Progression | Thermal headroom (MW) | 10.64 | 10.59 | 10.74 | 10.89 | 10.99 | 10.89 | 10.71 | 10.54 | 10.34 | 9.84 | 9.16 | 8.78 | 8.39 | 7.9 | 7.5 | 3.68 | 1.03 | -0.16
Abham / Exeter / Landulph 132kV | Tiverton 33kV | Tiverton Junction | Primary | 11 | -3.3816 | 50.8962 | System Transformation | Thermal headroom (MW) | 10.64 | 10.54 | 10.64 | 10.74 | 10.73 | 10.65 | 10.38 | 10.18 | 9.95 | 9.66 | 9.24 | 8.44 | 7.69 | 6.97 | 6.28 | 1.71 | -1.07 | -1.59
Abham / Exeter / Landulph 132kV | Tiverton 33kV | Tiverton Junction | Primary | 11 | -3.3816 | 50.8962 | WPD Best View | Thermal headroom (MW) | 10.64 | 10.54 | 10.64 | 10.74 | 10.73 | 10.65 | 10.38 | 10.18 | 9.95 | 9.66 | 9.24 | 8.44 | 7.69 | 6.97 | 6.28 | 1.71 | -1.07 | -1.59
Abham / Exeter / Landulph 132kV | Tiverton 33kV | Tiverton Moorhayes | Primary | 11 | -3.4792 | 50.9163 | Consumer Transformation | Thermal headroom (MW) | 6.88 | 6.75 | 6.69 | 6.58 | 6.38 | 5.94 | 5.49 | 5.06 | 4.62 | 4.09 | 3.16 | 2.09 | 1.01 | -0.05 | -1.08 | -6.38 | -9.92 | -11.9
Abham / Exeter / Landulph 132kV | Tiverton 33kV | Tiverton Moorhayes | Primary | 11 | -3.4792 | 50.9163 | Leading the Way | Thermal headroom (MW) | 6.88 | 6.62 | 6.42 | 6.18 | 5.82 | 5.02 | 4.19 | 3.34 | 2.37 | 1.34 | 0.39 | -0.63 | -1.67 | -2.69 | -3.62 | -7.62 | -9.42 | -10.87
Abham / Exeter / Landulph 132kV | Tiverton 33kV | Tiverton Moorhayes | Primary | 11 | -3.4792 | 50.9163 | Steady Progression | Thermal headroom (MW) | 6.88 | 6.85 | 6.91 | 6.95 | 6.95 | 6.78 | 6.59 | 6.37 | 6.1 | 5.81 | 5.36 | 4.93 | 4.48 | 4.01 | 3.51 | -0.04 | -1.85 | -2.77
Abham / Exeter / Landulph 132kV | Tiverton 33kV | Tiverton Moorhayes | Primary | 11 | -3.4792 | 50.9163 | System Transformation | Thermal headroom (MW) | 6.88 | 6.8 | 6.79 | 6.75 | 6.67 | 6.56 | 6.43 | 6.27 | 6.07 | 5.83 | 5.45 | 5.04 | 4.6 | 4.18 | 3.79 | 0.73 | -1.49 | -2.24
Abham / Exeter / Landulph 132kV | Tiverton 33kV | Tiverton Moorhayes | Primary | 11 | -3.4792 | 50.9163 | WPD Best View | Thermal headroom (MW) | 6.88 | 6.8 | 6.79 | 6.75 | 6.67 | 6.56 | 6.43 | 6.27 | 6.07 | 5.83 | 5.45 | 5.04 | 4.6 | 4.18 | 3.79 | 0.73 | -1.49 | -2.24
Abham / Exeter / Landulph 132kV | Tiverton 33kV | Tiverton South | Primary | 11 | -3.4864 | 50.899 | Consumer Transformation | Thermal headroom (MW) | 9.735 | 9.345 | 9.115 | 8.765 | 8.175 | 7.415 | 6.495 | 5.605 | 4.785 | 3.735 | 0.725 | -2.365 | -5.455 | -8.495 | -11.625 | -22.745 | -38.005 | -49.125
Abham / Exeter / Landulph 132kV | Tiverton 33kV | Tiverton South | Primary | 11 | -3.4864 | 50.899 | Leading the Way | Thermal headroom (MW) | 9.735 | 9.135 | 8.695 | 8.145 | 7.275 | 6.325 | 5.075 | 3.605 | 1.455 | -1.125 | -3.235 | -5.685 | -8.375 | -10.995 | -13.435 | -19.505 | -22.815 | -24.945
Abham / Exeter / Landulph 132kV | Tiverton 33kV | Tiverton South | Primary | 11 | -3.4864 | 50.899 | Steady Progression | Thermal headroom (MW) | 9.735 | 9.595 | 9.655 | 9.675 | 9.645 | 9.515 | 9.245 | 8.965 | 8.695 | 8.105 | 7.295 | 6.895 | 6.455 | 5.895 | 5.085 | -0.055 | -3.785 | -5.375
Abham / Exeter / Landulph 132kV | Tiverton 33kV | Tiverton South | Primary | 11 | -3.4864 | 50.899 | System Transformation | Thermal headroom (MW) | 9.735 | 9.495 | 9.435 | 9.345 | 9.145 | 8.975 | 8.575 | 8.185 | 7.835 | 7.525 | 6.695 | 5.825 | 4.935 | 4.055 | 2.875 | -3.385 | -6.175 | -6.625
Abham / Exeter / Landulph 132kV | Tiverton 33kV | Tiverton South | Primary | 11 | -3.4864 | 50.899 | WPD Best View | Thermal headroom (MW) | 9.735 | 9.495 | 9.435 | 9.345 | 9.145 | 8.975 | 8.575 | 8.185 | 7.835 | 7.525 | 6.695 | 5.825 | 4.935 | 4.055 | 2.875 | -3.385 | -6.175 | -6.625
Abham / Exeter / Landulph 132kV | Torquay 33kV | Torquay 33kV | Bulk Supply Point | 33 | -3.5451 | 50.4878 | Consumer Transformation | Thermal headroom (MW) | 42.3654 | 40.4727 | 39.8172 | 38.1018 | 35.677 | 33.0258 | 30.1118 | 26.8242 | 23.2523 | 19.6478 | 12.6203 | 5.0886 | -2.5178 | -9.9493 | -17.0783 | -52.3041 | -74.2952 | -85.8704
Abham / Exeter / Landulph 132kV | Torquay 33kV | Torquay 33kV | Bulk Supply Point | 33 | -3.5451 | 50.4878 | Leading the Way | Thermal headroom (MW) | 42.3654 | 39.3025 | 37.4473 | 34.1537 | 29.8891 | 25.3174 | 20.3641 | 14.5517 | 8.273 | 1.8356 | -5.8287 | -13.8846 | -21.9389 | -29.6847 | -36.7858 | -58.586 | -66.183 | -69.4108
Abham / Exeter / Landulph 132kV | Torquay 33kV | Torquay 33kV | Bulk Supply Point | 33 | -3.5451 | 50.4878 | Steady Progression | Thermal headroom (MW) | 42.3654 | 41.7297 | 42.3113 | 42.1175 | 41.7119 | 41.2164 | 40.5689 | 39.7491 | 38.7429 | 37.5727 | 35.5249 | 33.3176 | 30.9866 | 28.577 | 26.0147 | 7.5358 | -6.4858 | -12.1825
Abham / Exeter / Landulph 132kV | Torquay 33kV | Torquay 33kV | Bulk Supply Point | 33 | -3.5451 | 50.4878 | System Transformation | Thermal headroom (MW) | 42.3654 | 41.1904 | 41.2501 | 40.3925 | 39.1825 | 38.7617 | 38.0858 | 37.0152 | 35.6185 | 34.2065 | 31.9689 | 29.2752 | 26.4166 | 23.4487 | 20.1449 | 1.249 | -6.5026 | -8.5599
Abham / Exeter / Landulph 132kV | Torquay 33kV | Torquay 33kV | Bulk Supply Point | 33 | -3.5451 | 50.4878 | WPD Best View | Thermal headroom (MW) | 42.3654 | 41.1504 | 41.1691 | 40.2657 | 38.8903 | 38.3659 | 37.5873 | 36.3802 | 34.8806 | 33.367 | 30.9998 | 28.2546 | 25.2279 | 21.9512 | 18.2545 | -1.8826 | -10.3612 | -13.0128
Abham / Exeter / Landulph 132kV | Torquay 33kV | Barton. | Primary | 11 | -3.5364 | 50.4886 | Consumer Transformation | Thermal headroom (MW) | 7.065 | 6.805 | 6.675 | 6.485 | 6.165 | 5.475 | 4.765 | 4.055 | 3.335 | 2.565 | 1.055 | -0.815 | -2.705 | -4.605 | -6.455 | -16.225 | -22.855 | -26.585
Abham / Exeter / Landulph 132kV | Torquay 33kV | Barton. | Primary | 11 | -3.5364 | 50.4886 | Leading the Way | Thermal headroom (MW) | 7.065 | 6.505 | 6.065 | 5.575 | 4.765 | 3.555 | 2.375 | 1.035 | -0.405 | -1.985 | -3.915 | -5.935 | -7.945 | -9.965 | -11.835 | -18.335 | -21.265 | -23.175
Abham / Exeter / Landulph 132kV | Torquay 33kV | Barton. | Primary | 11 | -3.5364 | 50.4886 | Steady Progression | Thermal headroom (MW) | 7.065 | 7.065 | 7.215 | 7.335 | 7.415 | 7.285 | 7.135 | 6.915 | 6.635 | 6.295 | 5.735 | 5.165 | 4.555 | 3.925 | 3.285 | -0.845 | -4.775 | -6.745
Abham / Exeter / Landulph 132kV | Torquay 33kV | Barton. | Primary | 11 | -3.5364 | 50.4886 | System Transformation | Thermal headroom (MW) | 7.065 | 6.965 | 6.985 | 6.985 | 6.905 | 6.785 | 6.575 | 6.255 | 5.875 | 5.435 | 4.785 | 4.065 | 3.325 | 2.575 | 1.775 | -2.555 | -5.085 | -5.965
Abham / Exeter / Landulph 132kV | Torquay 33kV | Barton. | Primary | 11 | -3.5364 | 50.4886 | WPD Best View | Thermal headroom (MW) | 7.065 | 6.965 | 6.995 | 6.985 | 6.915 | 6.775 | 6.555 | 6.235 | 5.845 | 5.395 | 4.735 | 4.025 | 3.275 | 2.515 | 1.715 | -2.785 | -5.295 | -6.165
Abham / Exeter / Landulph 132kV | Torquay 33kV | Lawes Bridge | Primary | 11 | -3.5519 | 50.4844 | Consumer Transformation | Thermal headroom (MW) | 8.455 | 7.315 | 7.085 | 5.865 | 4.325 | 3.405 | 2.485 | 1.545 | 0.575 | -0.485 | -2.485 | -4.435 | -6.415 | -8.375 | -10.265 | -21.785 | -29.105 | -32.735
Abham / Exeter / Landulph 132kV | Torquay 33kV | Lawes Bridge | Primary | 11 | -3.5519 | 50.4844 | Leading the Way | Thermal headroom (MW) | 8.455 | 6.925 | 6.375 | 4.295 | 1.965 | 0.395 | -1.155 | -2.795 | -4.445 | -6.145 | -8.205 | -10.355 | -12.575 | -14.715 | -16.735 | -24.665 | -28.035 | -30.155
Abham / Exeter / Landulph 132kV | Torquay 33kV | Lawes Bridge | Primary | 11 | -3.5519 | 50.4844 | Steady Progression | Thermal headroom (MW) | 8.455 | 7.705 | 7.785 | 7.055 | 6.265 | 5.985 | 5.665 | 5.315 | 4.945 | 4.525 | 3.895 | 3.275 | 2.685 | 2.085 | 1.415 | -3.765 | -7.825 | -9.995
Abham / Exeter / Landulph 132kV | Torquay 33kV | Lawes Bridge | Primary | 11 | -3.5519 | 50.4844 | System Transformation | Thermal headroom (MW) | 8.455 | 7.515 | 7.475 | 6.475 | 5.375 | 5.095 | 4.795 | 4.395 | 3.925 | 3.465 | 2.785 | 2.045 | 1.285 | 0.555 | -0.075 | -6.385 | -9.365 | -10.235
Abham / Exeter / Landulph 132kV | Torquay 33kV | Lawes Bridge | Primary | 11 | -3.5519 | 50.4844 | WPD Best View | Thermal headroom (MW) | 8.455 | 7.465 | 7.375 | 6.315 | 5.025 | 4.645 | 4.245 | 3.695 | 3.115 | 2.545 | 1.725 | 0.915 | -0.035 | -1.105 | -2.195 | -9.715 | -13.575 | -15.145
Abham / Exeter / Landulph 132kV | Torquay 33kV | Torwood | Primary | 11 | -3.5199 | 50.4607 | Consumer Transformation | Thermal headroom (MW) | 6.06 | 5.84 | 5.72 | 5.55 | 5.3 | 4.96 | 4.46 | 3.9 | 3.31 | 2.93 | 1.83 | 0.63 | -0.59 | -1.75 | -2.85 | -7.65 | -10.64 | -12.18
Abham / Exeter / Landulph 132kV | Torquay 33kV | Torwood | Primary | 11 | -3.5199 | 50.4607 | Leading the Way | Thermal headroom (MW) | 6.06 | 5.67 | 5.36 | 5.03 | 4.59 | 4.03 | 3.32 | 2.25 | 1.02 | 0.01 | -1.19 | -2.48 | -3.76 | -4.97 | -6.02 | -8.44 | -9.02 | -9.05
Abham / Exeter / Landulph 132kV | Torquay 33kV | Torwood | Primary | 11 | -3.5199 | 50.4607 | Steady Progression | Thermal headroom (MW) | 6.06 | 6.06 | 6.18 | 6.28 | 6.36 | 6.32 | 6.23 | 6.12 | 5.97 | 5.84 | 5.57 | 5.3 | 5.01 | 4.72 | 4.4 | 1.75 | 0.19 | -0.07
Abham / Exeter / Landulph 132kV | Torquay 33kV | Torwood | Primary | 11 | -3.5199 | 50.4607 | System Transformation | Thermal headroom (MW) | 6.06 | 5.97 | 5.99 | 5.98 | 5.94 | 5.92 | 5.82 | 5.66 | 5.41 | 5.25 | 4.98 | 4.68 | 4.38 | 4.08 | 3.53 | 1.28 | 0.8 | 0.64
Abham / Exeter / Landulph 132kV | Torquay 33kV | Torwood | Primary | 11 | -3.5199 | 50.4607 | WPD Best View | Thermal headroom (MW) | 6.06 | 5.97 | 5.99 | 5.98 | 5.94 | 5.92 | 5.82 | 5.66 | 5.41 | 5.25 | 4.98 | 4.68 | 4.38 | 4.08 | 3.53 | 1.28 | 0.8 | 0.64
Abham / Exeter / Landulph 132kV | Torquay 33kV | Upton Valley | Primary | 11 | -3.5323 | 50.4693 | Consumer Transformation | Thermal headroom (MW) | 10.05 | 9.73 | 9.58 | 9.34 | 8.93 | 8.3 | 7.64 | 6.7 | 5.56 | 4.23 | 2.08 | -0.08 | -2.24 | -4.33 | -6.3 | -14.33 | -18.65 | -20.9
Abham / Exeter / Landulph 132kV | Torquay 33kV | Upton Valley | Primary | 11 | -3.5323 | 50.4693 | Leading the Way | Thermal headroom (MW) | 10.05 | 9.44 | 8.97 | 8.46 | 7.68 | 6.57 | 5.21 | 3.73 | 2.12 | 0.24 | -1.89 | -4.13 | -6.32 | -8.36 | -10.22 | -14.74 | -15.41 | -14.66
Abham / Exeter / Landulph 132kV | Torquay 33kV | Upton Valley | Primary | 11 | -3.5323 | 50.4693 | Steady Progression | Thermal headroom (MW) | 10.05 | 10.07 | 10.24 | 10.41 | 10.5 | 10.44 | 10.35 | 10.23 | 10.05 | 9.8 | 9.27 | 8.59 | 7.84 | 7.06 | 6.21 | 0.36 | -3.69 | -4.98
Abham / Exeter / Landulph 132kV | Torquay 33kV | Upton Valley | Primary | 11 | -3.5323 | 50.4693 | System Transformation | Thermal headroom (MW) | 10.05 | 9.93 | 9.97 | 9.98 | 9.87 | 9.84 | 9.78 | 9.63 | 9.39 | 9.08 | 8.52 | 7.67 | 6.69 | 5.61 | 4.47 | -1.14 | -2.86 | -2.97
Abham / Exeter / Landulph 132kV | Torquay 33kV | Upton Valley | Primary | 11 | -3.5323 | 50.4693 | WPD Best View | Thermal headroom (MW) | 10.05 | 9.93 | 9.97 | 9.98 | 9.87 | 9.84 | 9.78 | 9.63 | 9.39 | 9.08 | 8.52 | 7.67 | 6.69 | 5.61 | 4.47 | -1.14 | -2.86 | -2.97
Abham / Exeter / Landulph 132kV | Totnes 33kV | Totnes 33kV | Bulk Supply Point | 33 | -3.7273 | 50.4439 | Consumer Transformation | Thermal headroom (MW) | 4.6835 | 3.7018 | 3.1643 | 1.6913 | -0.33028 | -3.2248 | -6.3467 | -9.4155 | -12.8149 | -16.9915 | -23.55 | -30.1406 | -36.8916 | -43.4532 | -49.8572 | -80.9254 | -102.0718 | -114.859
Abham / Exeter / Landulph 132kV | Totnes 33kV | Totnes 33kV | Bulk Supply Point | 33 | -3.7273 | 50.4439 | Leading the Way | Thermal headroom (MW) | 4.6835 | 2.9009 | 1.5864 | -0.80621 | -3.9182 | -8.2392 | -13.4026 | -19.1254 | -25.634 | -32.8611 | -38.6575 | -45.2657 | -51.9792 | -58.4771 | -64.0858 | -83.1474 | -91.0361 | -96.3431
Abham / Exeter / Landulph 132kV | Totnes 33kV | Totnes 33kV | Bulk Supply Point | 33 | -3.7273 | 50.4439 | Steady Progression | Thermal headroom (MW) | 4.6835 | 4.4037 | 4.6511 | 4.2989 | 3.7642 | 2.7201 | 1.555 | 0.29317 | -1.0605 | -2.8448 | -5.4935 | -7.7807 | -10.4564 | -13.4227 | -16.3937 | -36.8848 | -46.7907 | -49.7482
Abham / Exeter / Landulph 132kV | Totnes 33kV | Totnes 33kV | Bulk Supply Point | 33 | -3.7273 | 50.4439 | System Transformation | Thermal headroom (MW) | 4.6835 | 4.0613 | 3.9367 | 3.0733 | 1.8577 | 1.1371 | 0.1909 | -0.98065 | -2.4595 | -3.9257 | -6.2822 | -8.4698 | -11.427 | -14.4962 | -17.9153 | -38.5795 | -53.2513 | -57.5889
Abham / Exeter / Landulph 132kV | Totnes 33kV | Totnes 33kV | Bulk Supply Point | 33 | -3.7273 | 50.4439 | WPD Best View | Thermal headroom (MW) | 4.6835 | 4.0065 | 3.7776 | 2.7763 | 1.4271 | 0.28639 | -1.1602 | -2.8416 | -4.7608 | -6.7623 | -9.7756 | -12.826 | -16.728 | -20.6157 | -24.6903 | -47.7589 | -63.1659 | -68.673
Abham / Exeter / Landulph 132kV | Totnes 33kV | Ashburton | Primary | 11 | -3.7448 | 50.5195 | Consumer Transformation | Thermal headroom (MW) | 3.861 | 3.721 | 3.631 | 3.121 | 2.561 | 2.131 | 1.521 | 0.901 | 0.281 | -0.439 | -1.429 | -2.389 | -3.419 | -4.389 | -5.299 | -9.829 | -11.689 | -12.479
Abham / Exeter / Landulph 132kV | Totnes 33kV | Ashburton | Primary | 11 | -3.7448 | 50.5195 | Leading the Way | Thermal headroom (MW) | 3.861 | 3.551 | 3.321 | 2.561 | 1.761 | 1.091 | 0.261 | -0.589 | -1.479 | -2.499 | -3.479 | -4.509 | -5.529 | -6.529 | -7.439 | -10.199 | -10.789 | -11.029
Abham / Exeter / Landulph 132kV | Totnes 33kV | Ashburton | Primary | 11 | -3.7448 | 50.5195 | Steady Progression | Thermal headroom (MW) | 3.861 | 3.791 | 3.801 | 3.471 | 3.111 | 2.871 | 2.581 | 2.311 | 2.041 | 1.771 | 1.361 | 0.971 | 0.541 | 0.121 | -0.359 | -3.309 | -4.549 | -4.719
Abham / Exeter / Landulph 132kV | Totnes 33kV | Ashburton | Primary | 11 | -3.7448 | 50.5195 | System Transformation | Thermal headroom (MW) | 3.861 | 3.731 | 3.721 | 3.301 | 2.811 | 2.681 | 2.471 | 2.261 | 2.011 | 1.741 | 1.301 | 0.891 | 0.411 | -0.099 | -0.599 | -3.529 | -5.009 | -5.219
Abham / Exeter / Landulph 132kV | Totnes 33kV | Ashburton | Primary | 11 | -3.7448 | 50.5195 | WPD Best View | Thermal headroom (MW) | 3.861 | 3.721 | 3.631 | 3.121 | 2.561 | 2.141 | 1.551 | 0.941 | 0.331 | -0.379 | -1.349 | -2.299 | -3.309 | -4.269 | -5.169 | -9.669 | -11.569 | -12.359
Abham / Exeter / Landulph 132kV | Totnes 33kV | Buckfastleigh | Primary | 11 | -3.7687 | 50.4804 | Consumer Transformation | Thermal headroom (MW) | 10.4 | 10.33 | 10.32 | 10.28 | 10.18 | 9.81 | 9.43 | 9.06 | 8.69 | 8.29 | 7.47 | 6.61 | 5.75 | 4.93 | 4.14 | -0.3 | -3.31 | -5.64
Abham / Exeter / Landulph 132kV | Totnes 33kV | Buckfastleigh | Primary | 11 | -3.7687 | 50.4804 | Leading the Way | Thermal headroom (MW) | 10.4 | 10.25 | 10.17 | 10.05 | 9.86 | 9.29 | 8.62 | 7.92 | 7.13 | 6.21 | 5.34 | 4.42 | 3.54 | 2.67 | 1.89 | -1.57 | -3.95 | -6.35
Abham / Exeter / Landulph 132kV | Totnes 33kV | Buckfastleigh | Primary | 11 | -3.7687 | 50.4804 | Steady Progression | Thermal headroom (MW) | 10.4 | 10.4 | 10.47 | 10.52 | 10.55 | 10.46 | 10.36 | 10.24 | 10.1 | 9.95 | 9.71 | 9.46 | 9.19 | 8.91 | 8.6 | 5.71 | 4.3 | 3.88
Abham / Exeter / Landulph 132kV | Totnes 33kV | Buckfastleigh | Primary | 11 | -3.7687 | 50.4804 | System Transformation | Thermal headroom (MW) | 10.4 | 10.37 | 10.39 | 10.4 | 10.37 | 10.35 | 10.3 | 10.17 | 9.96 | 9.84 | 9.62 | 9.36 | 9.09 | 8.82 | 8.49 | 5.58 | 3.05 | 1.9
Abham / Exeter / Landulph 132kV | Totnes 33kV | Buckfastleigh | Primary | 11 | -3.7687 | 50.4804 | WPD Best View | Thermal headroom (MW) | 10.4 | 10.33 | 10.33 | 10.29 | 10.21 | 10.06 | 9.91 | 9.68 | 9.4 | 9.19 | 8.86 | 8.3 | 7.65 | 7.04 | 6.48 | 2.8 | -0.03 | -1.71
Abham / Exeter / Landulph 132kV | Totnes 33kV | Kingsbridge | Primary | 11 | -3.7811 | 50.2842 | Consumer Transformation | Thermal headroom (MW) | 10.39 | 10.14 | 10.08 | 9.63 | 8.98 | 7.98 | 7.18 | 6.43 | 5.25 | 3.99 | 2.21 | 0.5 | -1.23 | -2.93 | -4.57 | -12.07 | -16.11 | -17.92
Abham / Exeter / Landulph 132kV | Totnes 33kV | Kingsbridge | Primary | 11 | -3.7811 | 50.2842 | Leading the Way | Thermal headroom (MW) | 10.39 | 9.89 | 9.57 | 8.79 | 7.75 | 6.2 | 4.6 | 2.95 | 1.24 | -0.62 | -2.1 | -3.67 | -5.26 | -6.78 | -8.12 | -12.88 | -14.14 | -14.59
Abham / Exeter / Landulph 132kV | Totnes 33kV | Kingsbridge | Primary | 11 | -3.7811 | 50.2842 | Steady Progression | Thermal headroom (MW) | 10.39 | 10.33 | 10.46 | 10.28 | 10.04 | 9.6 | 9.22 | 8.78 | 8.32 | 7.65 | 6.6 | 5.65 | 4.64 | 3.67 | 2.61 | -4.21 | -7.01 | -7.81
Abham / Exeter / Landulph 132kV | Totnes 33kV | Kingsbridge | Primary | 11 | -3.7811 | 50.2842 | System Transformation | Thermal headroom (MW) | 10.39 | 10.24 | 10.26 | 9.94 | 9.49 | 9.18 | 9 | 8.8 | 8.53 | 8.25 | 7.74 | 6.9 | 5.96 | 4.96 | 3.94 | -2.43 | -6.84 | -7.76
Abham / Exeter / Landulph 132kV | Totnes 33kV | Kingsbridge | Primary | 11 | -3.7811 | 50.2842 | WPD Best View | Thermal headroom (MW) | 10.39 | 10.24 | 10.26 | 9.94 | 9.49 | 9.18 | 9 | 8.8 | 8.53 | 8.25 | 7.74 | 6.9 | 5.96 | 4.96 | 3.94 | -2.43 | -6.84 | -7.76
Abham / Exeter / Landulph 132kV | Totnes 33kV | Marldon | Primary | 11 | -3.5957 | 50.4525 | Consumer Transformation | Thermal headroom (MW) | 3.4 | 3.32 | 3.24 | 3.14 | 3.02 | 2.85 | 2.67 | 2.49 | 2.3 | 2.11 | 1.98 | 1.83 | 1.68 | 1.52 | 1.34 | 0.22 | -0.4 | -0.7
Abham / Exeter / Landulph 132kV | Totnes 33kV | Marldon | Primary | 11 | -3.5957 | 50.4525 | Leading the Way | Thermal headroom (MW) | 3.4 | 3.29 | 3.18 | 3.06 | 2.91 | 2.68 | 2.44 | 2.17 | 1.9 | 1.61 | 1.46 | 1.25 | 1.05 | 0.87 | 0.71 | 0.03 | -0.28 | -0.48
Abham / Exeter / Landulph 132kV | Totnes 33kV | Marldon | Primary | 11 | -3.5957 | 50.4525 | Steady Progression | Thermal headroom (MW) | 3.4 | 3.36 | 3.33 | 3.3 | 3.27 | 3.21 | 3.14 | 3.07 | 2.99 | 2.91 | 2.81 | 2.72 | 2.62 | 2.52 | 2.43 | 1.99 | 1.82 | 1.72
Abham / Exeter / Landulph 132kV | Totnes 33kV | Marldon | Primary | 11 | -3.5957 | 50.4525 | System Transformation | Thermal headroom (MW) | 3.4 | 3.34 | 3.3 | 3.25 | 3.19 | 3.13 | 3.06 | 2.98 | 2.88 | 2.77 | 2.68 | 2.59 | 2.5 | 2.41 | 2.34 | 2.01 | 1.7 | 1.57
Abham / Exeter / Landulph 132kV | Totnes 33kV | Marldon | Primary | 11 | -3.5957 | 50.4525 | WPD Best View | Thermal headroom (MW) | 3.4 | 3.34 | 3.3 | 3.25 | 3.19 | 3.13 | 3.06 | 2.98 | 2.88 | 2.77 | 2.68 | 2.59 | 2.5 | 2.41 | 2.34 | 2.01 | 1.7 | 1.57
Abham / Exeter / Landulph 132kV | Totnes 33kV | Salcombe 340038 | Primary | 11 | -3.7779 | 50.2338 | Consumer Transformation | Thermal headroom (MW) | 0.785 | 0.715 | 0.705 | 0.665 | 0.565 | 0.365 | 0.175 | -0.025 | -0.205 | -0.655 | -1.825 | -2.985 | -4.135 | -5.255 | -6.365 | -10.615 | -16.395 | -20.695
Abham / Exeter / Landulph 132kV | Totnes 33kV | Salcombe 340038 | Primary | 11 | -3.7779 | 50.2338 | Leading the Way | Thermal headroom (MW) | 0.785 | 0.625 | 0.535 | 0.405 | 0.125 | -0.215 | -0.635 | -1.235 | -2.265 | -3.405 | -4.015 | -4.885 | -5.925 | -6.925 | -7.835 | -9.715 | -10.595 | -11.215
Abham / Exeter / Landulph 132kV | Totnes 33kV | Salcombe 340038 | Primary | 11 | -3.7779 | 50.2338 | Steady Progression | Thermal headroom (MW) | 0.785 | 0.795 | 0.875 | 0.935 | 0.985 | 0.955 | 0.915 | 0.865 | 0.805 | 0.535 | 0.125 | -0.045 | -0.335 | -0.725 | -1.035 | -3.305 | -4.475 | -4.715
Abham / Exeter / Landulph 132kV | Totnes 33kV | Salcombe 340038 | Primary | 11 | -3.7779 | 50.2338 | System Transformation | Thermal headroom (MW) | 0.785 | 0.735 | 0.755 | 0.745 | 0.685 | 0.655 | 0.605 | 0.515 | 0.395 | 0.295 | -0.195 | -0.345 | -0.835 | -1.235 | -1.805 | -4.645 | -7.195 | -8.225
Abham / Exeter / Landulph 132kV | Totnes 33kV | Salcombe 340038 | Primary | 11 | -3.7779 | 50.2338 | WPD Best View | Thermal headroom (MW) | 0.785 | 0.735 | 0.755 | 0.745 | 0.685 | 0.655 | 0.605 | 0.515 | 0.395 | 0.295 | -0.195 | -0.345 | -0.835 | -1.235 | -1.805 | -4.645 | -7.195 | -8.225
Abham / Exeter / Landulph 132kV | Totnes 33kV | South Brent | Primary | 11 | -3.8259 | 50.4273 | Consumer Transformation | Thermal headroom (MW) | 3.265 | 3.185 | 3.155 | 3.025 | 2.875 | 2.615 | 2.365 | 2.105 | 1.845 | 1.485 | 0.845 | 0.205 | -0.475 | -1.115 | -1.715 | -5.075 | -6.795 | -7.675
Abham / Exeter / Landulph 132kV | Totnes 33kV | South Brent | Primary | 11 | -3.8259 | 50.4273 | Leading the Way | Thermal headroom (MW) | 3.265 | 3.115 | 3.015 | 2.815 | 2.555 | 2.185 | 1.725 | 1.195 | 0.595 | -0.065 | -0.635 | -1.255 | -1.865 | -2.465 | -2.985 | -5.095 | -5.845 | -6.235
Abham / Exeter / Landulph 132kV | Totnes 33kV | South Brent | Primary | 11 | -3.8259 | 50.4273 | Steady Progression | Thermal headroom (MW) | 3.265 | 3.265 | 3.305 | 3.295 | 3.285 | 3.185 | 3.085 | 2.955 | 2.805 | 2.635 | 2.365 | 2.115 | 1.845 | 1.495 | 1.095 | -1.675 | -3.135 | -3.605
Abham / Exeter / Landulph 132kV | Totnes 33kV | South Brent | Primary | 11 | -3.8259 | 50.4273 | System Transformation | Thermal headroom (MW) | 3.265 | 3.225 | 3.235 | 3.165 | 3.095 | 3.045 | 2.975 | 2.885 | 2.765 | 2.625 | 2.435 | 2.215 | 1.975 | 1.755 | 1.445 | -1.225 | -3.065 | -3.455
Abham / Exeter / Landulph 132kV | Totnes 33kV | South Brent | Primary | 11 | -3.8259 | 50.4273 | WPD Best View | Thermal headroom (MW) | 3.265 | 3.225 | 3.235 | 3.165 | 3.095 | 3.045 | 2.975 | 2.885 | 2.765 | 2.625 | 2.435 | 2.215 | 1.975 | 1.755 | 1.445 | -1.225 | -3.065 | -3.455
Abham / Exeter / Landulph 132kV | Totnes 33kV | Totnes | Primary | 11 | -3.6895 | 50.434 | Consumer Transformation | Thermal headroom (MW) | 4.2775 | 4.0275 | 3.9375 | 3.7075 | 3.2475 | 2.5275 | 1.5875 | 0.7775 | -0.2725 | -1.6225 | -3.7925 | -6.0125 | -8.2425 | -10.4125 | -12.5025 | -21.0225 | -25.8525 | -27.8825
Abham / Exeter / Landulph 132kV | Totnes 33kV | Totnes | Primary | 11 | -3.6895 | 50.434 | Leading the Way | Thermal headroom (MW) | 4.2775 | 3.7875 | 3.4375 | 2.9575 | 2.1875 | 1.1875 | -0.4525 | -2.1525 | -3.9325 | -5.8425 | -8.0825 | -10.4225 | -12.7525 | -14.9825 | -16.6225 | -21.8725 | -23.5525 | -23.8625
Abham / Exeter / Landulph 132kV | Totnes 33kV | Totnes | Primary | 11 | -3.6895 | 50.434 | Steady Progression | Thermal headroom (MW) | 4.2775 | 4.2575 | 4.3775 | 4.4675 | 4.4675 | 4.2875 | 3.9675 | 3.6975 | 3.3975 | 3.0575 | 2.5275 | 1.9675 | 1.1475 | 0.2475 | -0.6425 | -7.0025 | -10.7325 | -11.9925
Abham / Exeter / Landulph 132kV | Totnes 33kV | Totnes | Primary | 11 | -3.6895 | 50.434 | System Transformation | Thermal headroom (MW) | 4.2775 | 4.1775 | 4.2075 | 4.1775 | 3.9975 | 3.8475 | 3.4575 | 3.1375 | 2.7675 | 2.3775 | 1.8975 | 1.3575 | 0.3575 | -1.0525 | -2.5125 | -9.3425 | -12.7025 | -13.1125
Abham / Exeter / Landulph 132kV | Totnes 33kV | Totnes | Primary | 11 | -3.6895 | 50.434 | WPD Best View | Thermal headroom (MW) | 4.2775 | 4.1775 | 4.2075 | 4.1775 | 3.9975 | 3.8375 | 3.4475 | 3.1275 | 2.7575 | 2.3575 | 1.8775 | 1.3375 | 0.3375 | -1.0725 | -2.5425 | -9.3725 | -12.7025 | -13.1125
Alverdiscott / Indian Queens 132kV | Barnstaple 33kV | Barnstaple 33kV | Bulk Supply Point | 33 | -4.0541 | 51.0678 | Consumer Transformation | Thermal headroom (MW) |  | 5.6756 | 4.6116 | 3.2236 | 1.2471 | -3.074 | -8.3074 | -13.2224 | -18.6755 | -24.8342 | -33.4006 | -42.2468 | -51.1295 |  | -68.2461 | -105.9992 | -127.3783
Alverdiscott / Indian Queens 132kV | Barnstaple 33kV | Barnstaple 33kV | Bulk Supply Point | 33 | -4.0541 | 51.0678 | Leading the Way | Thermal headroom (MW) |  | 4.9758 | 3.0628 | 1.0014 |  | -8.0562 | -16.8193 |  | -34.9365 | -45.566 |  |  | -68.5775 | -76.4128 | -83.3598 | -110.4327 | -120.1869 | -125.1337
Alverdiscott / Indian Queens 132kV | Barnstaple 33kV | Barnstaple 33kV | Bulk Supply Point | 33 | -4.0541 | 51.0678 | Steady Progression | Thermal headroom (MW) | 7.18 | 6.3136 | 5.9582 |  | 5.3199 | 3.4637 |  | -1.518 | -4.159 |  | -12.1181 | -16.1152 |  | -25.3275 | -30.201 |  | -79.7127 | -86.0573
Alverdiscott / Indian Queens 132kV | Barnstaple 33kV | Barnstaple 33kV | Bulk Supply Point | 33 | -4.0541 | 51.0678 | System Transformation | Thermal headroom (MW) |  | 5.9861 | [6 empty] | -3.7237 |  |  | -14.2481 |  |  | -28.0915 |  | -86.7164
Alverdiscott / Indian Queens 132kV | Barnstaple 33kV | Barnstaple 33kV | Bulk Supply Point | 33 | -4.0541 | 51.0678 | WPD Best View | Thermal headroom (MW) | 7.18 | 6.1183 | 5.5446 | 5.0215 | 4.1964 | 2.9696 | 0.4632 | -1.6511 | -3.9087 | -6.3674 | -10.634 | -14.802 | -19.2625 | -23.954 | -29.0487 | -63.4688 | -83.4933 | -89.0398
Alverdiscott / Indian Queens 132kV | Barnstaple 33kV | Bratton Fleming | Primary | 11 | -3.9366 | 51.1244 | Consumer Transformation | Thermal headroom (MW) | 2.34 | 2.29 | 2.31 | 2.28 | 2.2 | 1.88 | 1.6 | 1.34 | 1.06 | 0.71 | 0.29 | -0.19 | -0.64 | -1.08 | -1.53 | -3.35 | -3.95 | -4.14
Alverdiscott / Indian Queens 132kV | Barnstaple 33kV | Bratton Fleming | Primary | 11 | -3.9366 | 51.1244 | Leading the Way | Thermal headroom (MW) | 2.34 | 2.3 | 2.27 | 2.23 | 2.08 | 1.6 | 1.16 | 0.68 | 0.13 | -0.52 | -0.85 | -1.26 | -1.71 | -2.15 | -2.51 | -3.96 | -4.59 | -4.88
Alverdiscott / Indian Queens 132kV | Barnstaple 33kV | Bratton Fleming | Primary | 11 | -3.9366 | 51.1244 | Steady Progression | Thermal headroom (MW) | 2.34 | 2.29 | 2.28 | 2.26 | 2.22 | 2.06 | 1.92 | 1.77 | 1.58 | 1.3 | 0.95 | 0.67 | 0.4 | 0.11 | -0.2 | -2.62 | -3.71 | -4.01
Alverdiscott / Indian Queens 132kV | Barnstaple 33kV | Bratton Fleming | Primary | 11 | -3.9366 | 51.1244 | System Transformation | Thermal headroom (MW) | 2.34 | 2.29 | 2.28 | 2.25 | 2.19 | 2.15 | 2.03 | 1.91 | 1.78 | 1.67 | 1.36 | 1.09 | 0.72 | 0.44 | 0.03 | -2.44 | -4.61 | -5.21
Alverdiscott / Indian Queens 132kV | Barnstaple 33kV | Bratton Fleming | Primary | 11 | -3.9366 | 51.1244 | WPD Best View | Thermal headroom (MW) | 2.34 | 2.29 | 2.28 | 2.25 | 2.19 | 2.15 | 2.03 | 1.91 | 1.78 | 1.67 | 1.36 | 1.09 | 0.72 | 0.44 | 0.03 | -2.44 | -4.61 | -5.21
Alverdiscott / Indian Queens 132kV | Barnstaple 33kV | Great Torrington | Primary | 11 | -4.1329 | 50.9566 | Consumer Transformation | Thermal headroom (MW) | 7.28 | 6.84 | 6.44 | 5.96 | 5.6 | 5.14 | 4.6 | 4.12 | 3.49 | 2.74 | 1.86 | 0.85 | -0.16 | -1.17 | -2.11 | -7.24 | -9.94 | -11.3
Alverdiscott / Indian Queens 132kV | Barnstaple 33kV | Great Torrington | Primary | 11 | -4.1329 | 50.9566 | Leading the Way | Thermal headroom (MW) | 7.28 | 6.69 | 6.15 | 5.54 | 5.08 | 4.51 | 3.54 | 2.71 | 1.62 | 0.23 | -0.74 | -1.73 | -2.68 | -3.66 | -4.51 | -7.48 | -8.59 | -9.21
Alverdiscott / Indian Queens 132kV | Barnstaple 33kV | Great Torrington | Primary | 11 | -4.1329 | 50.9566 | Steady Progression | Thermal headroom (MW) | 7.28 | 7.02 | 6.83 | 6.68 | 6.62 | 6.46 | 6.19 | 5.94 | 5.66 | 5.35 | 4.97 | 4.61 | 4.23 | 3.84 | 3.48 | 0.43 | -1.32 | -1.87
Alverdiscott / Indian Queens 132kV | Barnstaple 33kV | Great Torrington | Primary | 11 | -4.1329 | 50.9566 | System Transformation | Thermal headroom (MW) | 7.28 | 6.94 | 6.66 | 6.41 | 6.26 | 6.1 | 5.79 | 5.53 | 5.19 | 4.78 | 4.41 | 4.01 | 3.61 | 3.22 | 2.89 | -0.02 | -1.87 | -2.24
Alverdiscott / Indian Queens 132kV | Barnstaple 33kV | Great Torrington | Primary | 11 | -4.1329 | 50.9566 | WPD Best View | Thermal headroom (MW) | 7.28 | 7.02 | 6.83 | 6.68 | 6.62 | 6.46 | 6.2 | 5.95 | 5.67 | 5.37 | 4.99 | 4.63 | 4.25 | 3.86 | 3.5 | 0.47 | -1.31 | -1.87
Alverdiscott / Indian Queens 132kV | Barnstaple 33kV | Heddon Cross | Primary | 11 | -3.9291 | 51.0366 | Consumer Transformation | Thermal headroom (MW) | 1.601 | 1.581 | 1.571 | 1.541 | 1.501 | 1.351 | 1.191 | 1.041 | 0.881 | 0.691 | 0.401 | 0.081 | -0.239 | -0.549 | -0.899 | -2.389 | -3.139 | -3.549
Alverdiscott / Indian Queens 132kV | Barnstaple 33kV | Heddon Cross | Primary | 11 | -3.9291 | 51.0366 | Leading the Way | Thermal headroom (MW) | 1.601 | 1.551 | 1.521 | 1.471 | 1.391 | 1.181 | 0.901 | 0.601 | 0.281 | -0.129 | -0.359 | -0.639 | -0.869 | -1.109 | -1.339 | -2.539 | -2.999 | -3.269
Alverdiscott / Indian Queens 132kV | Barnstaple 33kV | Heddon Cross | Primary | 11 | -3.9291 | 51.0366 | Steady Progression | Thermal headroom (MW) | 1.601 | 1.591 | 1.611 | 1.621 | 1.621 | 1.551 | 1.471 | 1.371 | 1.261 | 1.151 | 0.981 | 0.811 | 0.611 | 0.351 | 0.101 | -1.389 | -1.969 | -2.209
Alverdiscott / Indian Queens 132kV | Barnstaple 33kV | Heddon Cross | Primary | 11 | -3.9291 | 51.0366 | System Transformation | Thermal headroom (MW) | 1.601 | 1.581 | 1.581 | 1.571 | 1.551 | 1.521 | 1.491 | 1.451 | 1.401 | 1.331 | 1.211 | 1.081 | 0.941 | 0.811 | 0.701 | -0.679 | -1.719 | -2.029
Alverdiscott / Indian Queens 132kV | Barnstaple 33kV | Heddon Cross | Primary | 11 | -3.9291 | 51.0366 | WPD Best View | Thermal headroom (MW) | 1.601 | 1.581 | 1.581 | 1.571 | 1.551 | 1.521 | 1.491 | 1.451 | 1.401 | 1.331 | 1.211 | 1.081 | 0.941 | 0.811 | 0.701 | -0.679 | -1.719 | -2.029
Alverdiscott / Indian Queens 132kV | Barnstaple 33kV | Lynton | Primary | 11 | -3.8483 | 51.2216 | Consumer Transformation | Thermal headroom (MW) | 2.6575 | 2.6375 | 2.6575 | 2.6575 | 2.6175 | 2.4775 | 2.3475 | 2.2175 | 1.9175 | 1.5975 | 1.1875 | 0.7975 | 0.3875 | 0.0175 | -0.3825 | -1.5325 | -2.0425 | -2.2625
Alverdiscott / Indian Queens 132kV | Barnstaple 33kV | Lynton | Primary | 11 | -3.8483 | 51.2216 | Leading the Way | Thermal headroom (MW) | 2.6575 | 2.5975 | 2.5775 | 2.5575 | 2.4675 | 2.3075 | 2.0275 | 1.6375 | 1.2175 | 0.7675 | 0.4575 | 0.1475 | -0.1525 | -0.4625 | -0.6925 | -1.5725 | -1.6625 | -1.6025
Alverdiscott / Indian Queens 132kV | Barnstaple 33kV | Lynton | Primary | 11 | -3.8483 | 51.2216 | Steady Progression | Thermal headroom (MW) | 2.6575 | 2.6675 | 2.7075 | 2.7575 | 2.7775 | 2.7375 | 2.6875 | 2.6075 | 2.5175 | 2.3775 | 2.1175 | 1.8875 | 1.6075 | 1.3375 | 1.0675 | -0.6825 | -1.2725 | -1.4325
Alverdiscott / Indian Queens 132kV | Barnstaple 33kV | Lynton | Primary | 11 | -3.8483 | 51.2216 | System Transformation | Thermal headroom (MW) | 2.6575 | 2.6475 | 2.6775 | 2.6975 | 2.6875 | 2.7075 | 2.7175 | 2.7175 | 2.6975 | 2.6775 | 2.5175 | 2.2675 | 2.0375 | 1.7875 | 1.5275 | -0.0625 | -1.0525 | -1.2225
Alverdiscott / Indian Queens 132kV | Barnstaple 33kV | Lynton | Primary | 11 | -3.8483 | 51.2216 | WPD Best View | Thermal headroom (MW) | 2.6575 | 2.6475 | 2.6775 | 2.6975 | 2.6875 | 2.7075 | 2.7175 | 2.7175 | 2.6975 | 2.6775 | 2.5175 | 2.2675 | 2.0375 | 1.7875 | 1.5275 | -0.0625 | -1.0525 | -1.2225
Alverdiscott / Indian Queens 132kV | Barnstaple 33kV | Middle Barlington | Primary | 11 | -4.0569 | 50.9292 | Consumer Transformation | Thermal headroom (MW) | 1 | 0.88 | 0.79 | 0.74 | 0.68 | 0.49 | 0.33 | 0.18 | -0.01 | -0.2 | -0.43 | -0.72 | -1.01 | -1.3 | -1.56 | -2.96 | -3.4 | -3.65
Alverdiscott / Indian Queens 132kV | Barnstaple 33kV | Middle Barlington | Primary | 11 | -4.0569 | 50.9292 | Leading the Way | Thermal headroom (MW) | 1 | 0.85 | 0.73 | 0.66 | 0.59 | 0.37 | 0.12 | -0.19 | -0.61 | -1.1 | -1.29 | -1.54 | -1.82 | -2.12 | -2.4 | -3.91 | -4.5 | -5.05
Alverdiscott / Indian Queens 132kV | Barnstaple 33kV | Middle Barlington | Primary | 11 | -4.0569 | 50.9292 | Steady Progression | Thermal headroom (MW) | 1 | 0.92 | 0.88 | 0.87 | 0.86 | 0.76 | 0.66 | 0.54 | 0.42 | 0.27 | 0.05 | -0.12 | -0.3 | -0.5 | -0.7 | -2.4 | -3.12 | -3.6
Alverdiscott / Indian Queens 132kV | Barnstaple 33kV | Middle Barlington | Primary | 11 | -4.0569 | 50.9292 | System Transformation | Thermal headroom (MW) | 1 | 0.89 | 0.83 | 0.79 | 0.75 | 0.7 | 0.66 | 0.6 | 0.51 | 0.42 | 0.2 | 0.08 | -0.12 | -0.24 | -0.41 | -2.41 | -4.21 | -4.84
Alverdiscott / Indian Queens 132kV | Barnstaple 33kV | Middle Barlington | Primary | 11 | -4.0569 | 50.9292 | WPD Best View | Thermal headroom (MW) | 1 | 0.92 | 0.88 | 0.87 | 0.86 | 0.76 | 0.66 | 0.54 | 0.42 | 0.27 | 0.05 | -0.12 | -0.3 | -0.5 | -0.7 | -2.4 | -3.12 | -3.6
Alverdiscott / Indian Queens 132kV | Barnstaple 33kV | Rock Park | Primary | 11 | -4.0539 | 51.0679 | Consumer Transformation | Thermal headroom (MW) | 11.355 | 11.035 | 10.745 | 10.295 | 9.535 | 8.605 | 6.935 | 5.815 | 4.415 | 2.765 | 0.255 | -1.855 | -4.015 | -6.075 | -8.015 | -16.745 | -21.315 | -23.465
Alverdiscott / Indian Queens 132kV | Barnstaple 33kV | Rock Park | Primary | 11 | -4.0539 | 51.0679 | Leading the Way | Thermal headroom (MW) | 11.355 | 10.805 | 10.255 | 9.585 | 8.535 | 7.215 | 4.615 | 2.665 | 0.575 | -1.795 | -4.575 | -6.855 | -9.035 | -11.125 | -12.975 | -18.425 | -20.055 | -20.575
Alverdiscott / Indian Queens 132kV | Barnstaple 33kV | Rock Park | Primary | 11 | -4.0539 | 51.0679 | Steady Progression | Thermal headroom (MW) | 11.355 | 11.275 | 11.275 | 11.245 | 11.125 | 10.885 | 10.215 | 9.805 | 9.355 | 8.835 | 8.095 | 7.415 | 6.695 | 5.945 | 5.175 | -0.515 | -4.055 | -5.465
Alverdiscott / Indian Queens 132kV | Barnstaple 33kV | Rock Park | Primary | 11 | -4.0539 | 51.0679 | System Transformation | Thermal headroom (MW) | 11.355 | 11.175 | 11.075 | 10.915 | 10.605 | 10.325 | 9.285 | 8.775 | 8.135 | 7.405 | 6.445 | 5.655 | 4.855 | 3.825 | 2.655 | -3.565 | -5.725 | -5.995
Alverdiscott / Indian Queens 132kV | Barnstaple 33kV | Rock Park | Primary | 11 | -4.0539 | 51.0679 | WPD Best View | Thermal headroom (MW) | 11.355 | 11.175 | 11.075 | 10.915 | 10.605 | 10.325 | 9.285 | 8.775 | 8.135 | 7.405 | 6.445 | 5.655 | 4.855 | 3.825 | 2.655 | -3.565 | -5.725 | -5.995
Alverdiscott / Indian Queens 132kV | Barnstaple 33kV | Roundswell | Primary | 11 | -4.0811 | 51.0635 | Consumer Transformation | Thermal headroom (MW) | 0.91 | 0.69 | 0.53 | 0.33 | 0.01 | -0.79 | -1.62 | -2.18 | -3.07 | -4.35 | -7.32 | -10.27 | -13.26 | -16.21 | -19.25 | -30.99 | -47.85 | -60.48
Alverdiscott / Indian Queens 132kV | Barnstaple 33kV | Roundswell | Primary | 11 | -4.0811 | 51.0635 | Leading the Way | Thermal headroom (MW) | 0.91 | 0.57 | 0.28 | -0.03 | -0.54 | -2 | -3.5 | -5.12 | -7.43 | -9.98 | -11.77 | -13.94 | -16.27 | -18.69 | -20.97 | -27.71 | -31.62 | -34.28
Alverdiscott / Indian Queens 132kV | Barnstaple 33kV | Roundswell | Primary | 11 | -4.0811 | 51.0635 | Steady Progression | Thermal headroom (MW) | 0.91 | 0.84 | 0.87 | 0.91 | 0.93 | 0.55 | 0.19 | -0.04 | -0.29 | -0.98 | -1.9 | -2.32 | -2.78 | -3.86 | -4.89 | -10.08 | -13.33 | -15
Alverdiscott / Indian Queens 132kV | Barnstaple 33kV | Roundswell | Primary | 11 | -4.0811 | 51.0635 | System Transformation | Thermal headroom (MW) | 0.91 | 0.79 | 0.76 | 0.74 | 0.65 | 0.23 | -0.27 | -0.51 | -0.77 | -1.07 | -1.86 | -2.67 | -3.57 | -4.66 | -5.75 | -12.23 | -15.34 | -16.01
Alverdiscott / Indian Queens 132kV | Barnstaple 33kV | Roundswell | Primary | 11 | -4.0811 | 51.0635 | WPD Best View | Thermal headroom (MW) | 0.91 | 0.79 | 0.76 | 0.74 | 0.65 | 0.23 | -0.27 | -0.51 | -0.77 | -1.07 | -1.86 | -2.67 | -3.57 | -4.66 | -5.75 | -12.23 | -15.34 | -16.01
Alverdiscott / Indian Queens 132kV | Barnstaple 33kV | South Molton | Primary | 11 | -3.8281 | 51.0264 | Consumer Transformation | Thermal headroom (MW) | 8.08 | 7.86 | 7.67 | 7.33 | 6.85 | 6.2 | 4.89 | 3.42 | 2.31 | 1.13 | -0.42 | -1.97 | -3.56 | -5.07 | -6.57 | -13.48 | -16.6 | -17.96
Alverdiscott / Indian Queens 132kV | Barnstaple 33kV | South Molton | Primary | 11 | -3.8281 | 51.0264 | Leading the Way | Thermal headroom (MW) | 8.08 | 7.73 | 7.4 | 6.93 | 6.24 | 5.3 | 3.01 | 0.87 | -0.71 | -2.31 | -3.7 | -5.16 | -6.62 | -8.03 | -9.31 | -13.81 | -14.96 | -15.03
Alverdiscott / Indian Queens 132kV | Barnstaple 33kV | South Molton | Primary | 11 | -3.8281 | 51.0264 | Steady Progression | Thermal headroom (MW) | 8.08 | 7.99 | 7.97 | 7.88 | 7.76 | 7.52 | 6.92 | 6.33 | 5.75 | 5.13 | 4.3 | 3.51 | 2.64 | 1.75 | 0.88 | -4.87 | -7.7 | -8.95
Alverdiscott / Indian Queens 132kV | Barnstaple 33kV | South Molton | Primary | 11 | -3.8281 | 51.0264 | System Transformation | Thermal headroom (MW) | 8.08 | 7.93 | 7.83 | 7.67 | 7.42 | 7.22 | 6.47 | 5.84 | 5.27 | 4.7 | 3.9 | 3.02 | 2.12 | 1.17 | 0.2 | -5.9 | -8.9 | -9.32
Alverdiscott / Indian Queens 132kV | Barnstaple 33kV | South Molton | Primary | 11 | -3.8281 | 51.0264 | WPD Best View | Thermal headroom (MW) | 8.08 | 7.93 | 7.83 | 7.67 | 7.42 | 7.22 | 6.47 | 5.84 | 5.27 | 4.7 | 3.9 | 3.02 | 2.12 | 1.17 | 0.2 | -5.9 | -8.9 | -9.32
Alverdiscott / Indian Queens 132kV | Barnstaple 33kV | Tinkers Cross | Primary | 11 | -3.9265 | 50.8812 | Consumer Transformation | Thermal headroom (MW) | 0.3775 | 0.3075 | 0.1875 | 0.1275 | -0.0325 | -0.7325 | -1.3625 | -2.0525 | -2.7525 | -3.4725 | -4.3725 | -5.2925 | -6.2225 | -7.0825 | -7.9025 | -11.8225 | -13.3925 | -14.2525
Alverdiscott / Indian Queens 132kV | Barnstaple 33kV | Tinkers Cross | Primary | 11 | -3.9265 | 50.8812 | Leading the Way | Thermal headroom (MW) | 0.3775 | 0.2075 | -0.0225 | -0.1725 | -0.4625 | -1.4525 | -2.4025 | -3.4025 | -4.4425 | -5.5525 | -6.2225 | -6.9225 | -7.6525 | -8.3425 | -8.9125 | -11.8425 | -12.7825 | -13.1225
Alverdiscott / Indian Queens 132kV | Barnstaple 33kV | Tinkers Cross | Primary | 11 | -3.9265 | 50.8812 | Steady Progression | Thermal headroom (MW) | 0.3775 | 0.2575 | 0.1075 | 0.0475 | -0.0525 | -0.4125 | -0.7425 | -1.0925 | -1.4425 | -1.7625 | -2.3625 | -2.9025 | -3.4825 | -4.1025 | -4.7125 | -8.8525 | -10.4325 | -10.8325
Alverdiscott / Indian Queens 132kV | Barnstaple 33kV | Tinkers Cross | Primary | 11 | -3.9265 | 50.8812 | System Transformation | Thermal headroom (MW) | 0.3775 | 0.2775 | 0.1175 | 0.0475 | -0.0725 | -0.1625 | -0.2425 | -0.3425 | -0.5525 | -0.7425 | -1.1925 | -1.6225 | -2.0625 | -2.5525 | -3.1325 | -7.0125 | -9.9925 | -10.7225
Alverdiscott / Indian Queens 132kV | Barnstaple 33kV | Tinkers Cross | Primary | 11 | -3.9265 | 50.8812 | WPD Best View | Thermal headroom (MW) | 0.3775 | 0.2675 | 0.1175 | 0.0475 | -0.0525 | -0.2725 | -0.4725 | -0.6825 | -0.9525 | -1.2125 | -1.7125 | -2.1925 | -2.6625 | -3.2225 | -3.8425 | -7.9125 | -10.3025 | -10.8725
Alverdiscott / Indian Queens 132kV | Camborne 33kV | Camborne 33kV | Bulk Supply Point | 33 |  |  | Consumer Transformation | Thermal headroom (MW) | 41.6592 | 40.1023 | 39.2215 | 38.0836 | 36.2937 | 33.3705 | 30.2989 | 26.6573 | 22.2685 | 16.6229 | 7.0274 | -2.6859 | -12.6059 | -22.2416 | -31.6207 | -75.6758 | -113.3528 | -136.8905
Alverdiscott / Indian Queens 132kV | Camborne 33kV | Camborne 33kV | Bulk Supply Point | 33 |  |  | Leading the Way | Thermal headroom (MW) | 41.6592 | 39.065 | 36.725 | 34.6147 | 31.4638 | 26.705 | 20.6512 | 13.5127 | 5.5064 | -3.4224 | -11.6698 | -20.5497 | -29.8505 | -38.9939 | -47.2335 | -74.1904 | -85.5026 | -91.9513
Alverdiscott / Indian Queens 132kV | Camborne 33kV | Camborne 33kV | Bulk Supply Point | 33 |  |  | Steady Progression | Thermal headroom (MW) | 41.6592 | 41.1782 | 41.4267 | 41.6122 | 41.6541 | 41.0214 | 40.3599 | 39.5483 | 38.5312 | 36.4129 | 32.8661 | 29.7445 | 25.982 | 21.8958 | 17.6714 | -10.6779 | -28.2641 | -34.7414
Alverdiscott / Indian Queens 132kV | Camborne 33kV | Camborne 33kV | Bulk Supply Point | 33 |  |  | System Transformation | Thermal headroom (MW) | 41.6592 | 40.6742 | 40.3835 | 39.9778 | 39.2414 | 38.95 | 38.5336 | 37.7951 | 36.758 | 35.312 | 32.1537 | 28.534 | 24.5637 | 20.3049 | 15.3526 | -14.518 | -31.955 | -35.351
Alverdiscott / Indian Queens 132kV | Camborne 33kV | Camborne 33kV | Bulk Supply Point | 33 |  |  | WPD Best View | Thermal headroom (MW) | 41.6592 | 39.065 | 36.725 | 34.6147 | 31.4638 | 26.705 | 20.6512 | 13.5127 | 5.5064 | -3.4224 | -11.6698 | -20.5497 | -29.8505 | -38.9939 | -47.2335 | -74.1904 | -85.5026 | -91.9513
Alverdiscott / Indian Queens 132kV | Camborne 33kV | Camborne Carn Brea | Primary | 11 | -5.2803 | 50.2284 | Consumer Transformation | Thermal headroom (MW) | 11.62 | 11.37 | 11.29 | 11.11 | 10.69 | 10.16 | 9.67 | 9.08 | 8.09 | 6.91 | 5.25 | 3.54 | 1.77 | 0.08 | -1.56 | -9.98 | -14.61 | -16.78
Alverdiscott / Indian Queens 132kV | Camborne 33kV | Camborne Carn Brea | Primary | 11 | -5.2803 | 50.2284 | Leading the Way | Thermal headroom (MW) | 11.62 | 11.17 | 10.9 | 10.55 | 9.85 | 8.98 | 7.78 | 6.37 | 4.93 | 3.27 | 1.6 | -0.18 | -1.98 | -3.7 | -5.23 | -10.58 | -12.43 | -12.94
Alverdiscott / Indian Queens 132kV | Camborne 33kV | Camborne Carn Brea | Primary | 11 | -5.2803 | 50.2284 | Steady Progression | Thermal headroom (MW) | 11.62 | 11.57 | 11.69 | 11.75 | 11.75 | 11.62 | 11.49 | 11.38 | 11.23 | 10.83 | 10.08 | 9.4 | 8.62 | 7.8 | 6.91 | 0.82 | -2.74 | -3.94
Alverdiscott / Indian Queens 132kV | Camborne 33kV | Camborne Carn Brea | Primary | 11 | -5.2803 | 50.2284 | System Transformation | Thermal headroom (MW) | 11.62 | 11.49 | 11.51 | 11.47 | 11.29 | 11.25 | 11.21 | 11.12 | 10.94 | 10.7 | 10.08 | 9.25 | 8.27 | 7.22 | 6.11 | -0.31 | -4.07 | -4.67
Alverdiscott / Indian Queens 132kV | Camborne 33kV | Camborne Carn Brea | Primary | 11 | -5.2803 | 50.2284 | WPD Best View | Thermal headroom (MW) | 11.62 | 11.17 | 10.9 | 10.55 | 9.85 | 8.98 | 7.78 | 6.37 | 4.93 | 3.27 | 1.6 | -0.18 | -1.98 | -3.7 | -5.23 | -10.58 | -12.43 | -12.94
Alverdiscott / Indian Queens 132kV | Camborne 33kV | Camborne Holmans | Primary | 11 | -5.2911 | 50.2133 | Consumer Transformation | Thermal headroom (MW) | 13.585 | 13.265 | 13.005 | 12.745 | 12.415 | 11.825 | 11.245 | 10.675 | 10.055 | 9.185 | 7.705 | 6.235 | 4.715 | 3.225 | 1.795 | -5.705 | -10.675 | -13.385
Alverdiscott / Indian Queens 132kV | Camborne 33kV | Camborne Holmans | Primary | 11 | -5.2911 | 50.2133 | Leading the Way | Thermal headroom (MW) | 13.585 | 13.025 | 12.505 | 12.015 | 11.445 | 10.485 | 9.445 | 8.255 | 7.035 | 5.655 | 4.145 | 2.575 | 0.995 | -0.585 | -2.025 | -6.595 | -8.425 | -9.605
Alverdiscott / Indian Queens 132kV | Camborne 33kV | Camborne Holmans | Primary | 11 | -5.2911 | 50.2133 | Steady Progression | Thermal headroom (MW) | 13.585 | 13.495 | 13.515 | 13.535 | 13.555 | 13.455 | 13.345 | 13.225 | 13.045 | 12.815 | 12.375 | 11.905 | 11.365 | 10.725 | 10.105 | 5.675 | 2.765 | 1.725
Alverdiscott / Indian Queens 132kV | Camborne 33kV | Camborne Holmans | Primary | 11 | -5.2911 | 50.2133 | System Transformation | Thermal headroom (MW) | 13.585 | 13.385 | 13.275 | 13.175 | 13.045 | 12.965 | 12.865 | 12.675 | 12.445 | 12.165 | 11.685 | 11.165 | 10.625 | 10.055 | 9.315 | 4.815 | 2.215 | 1.635
Alverdiscott / Indian Queens 132kV | Camborne 33kV | Camborne Holmans | Primary | 11 | -5.2911 | 50.2133 | WPD Best View | Thermal headroom (MW) | 13.585 | 13.025 | 12.505 | 12.015 | 11.445 | 10.485 | 9.445 | 8.255 | 7.035 | 5.655 | 4.145 | 2.575 | 0.995 | -0.585 | -2.025 | -6.595 | -8.425 | -9.605
Alverdiscott / Indian Queens 132kV | Camborne 33kV | Camborne Treswithian | Primary | 11 | -5.3225 | 50.2233 | Consumer Transformation | Thermal headroom (MW) | 0.77 | 0.67 | 0.62 | 0.55 | 0.42 | 0.13 | -0.15 | -0.43 | -0.75 | -1.26 | -2.01 | -2.78 | -3.57 | -4.32 | -5.01 | -9.01 | -11.3 | -12.49
Alverdiscott / Indian Queens 132kV | Camborne 33kV | Camborne Treswithian | Primary | 11 | -5.3225 | 50.2233 | Leading the Way | Thermal headroom (MW) | 0.77 | 0.58 | 0.41 | 0.26 | -0.01 | -0.53 | -1.05 | -1.7 | -2.37 | -3.1 | -3.82 | -4.56 | -5.34 | -6.08 | -6.74 | -9.35 | -10.41 | -11.08
Alverdiscott / Indian Queens 132kV | Camborne 33kV | Camborne Treswithian | Primary | 11 | -5.3225 | 50.2233 | Steady Progression | Thermal headroom (MW) | 0.77 | 0.76 | 0.81 | 0.85 | 0.88 | 0.81 | 0.74 | 0.61 | 0.46 | 0.29 | -0.01 | -0.35 | -0.69 | -1.03 | -1.42 | -4.24 | -5.86 | -6.4
Alverdiscott / Indian Queens 132kV | Camborne 33kV | Camborne Treswithian | Primary | 11 | -5.3225 | 50.2233 | System Transformation | Thermal headroom (MW) | 0.77 | 0.72 | 0.71 | 0.71 | 0.66 | 0.64 | 0.59 | 0.49 | 0.36 | 0.22 | -0.03 | -0.31 | -0.59 | -0.9 | -1.34 | -4.12 | -6.07 | -6.55
Alverdiscott / Indian Queens 132kV | Camborne 33kV | Camborne Treswithian | Primary | 11 | -5.3225 | 50.2233 | WPD Best View | Thermal headroom (MW) | 0.77 | 0.58 | 0.41 | 0.26 | -0.01 | -0.53 | -1.05 | -1.7 | -2.37 | -3.1 | -3.82 | -4.56 | -5.34 | -6.08 | -6.74 | -9.35 | -10.41 | -11.08
Alverdiscott / Indian Queens 132kV | Camborne 33kV | Redruth | Primary | 11 | -5.2304 | 50.2472 | Consumer Transformation | Thermal headroom (MW) | 9.813 | 9.223 | 8.923 | 8.513 | 7.963 | 7.233 | 6.243 | 4.743 | 3.083 | 1.233 | -2.597 | -6.447 | -10.347 | -14.177 | -18.087 | -32.077 | -52.527 | -67.497
Alverdiscott / Indian Queens 132kV | Camborne 33kV | Redruth | Primary | 11 | -5.2304 | 50.2472 | Leading the Way | Thermal headroom (MW) | 9.813 | 8.973 | 8.073 | 7.443 | 6.573 | 5.483 | 3.523 | 1.293 | -1.747 | -5.087 | -7.527 | -10.357 | -13.497 | -16.647 | -19.527 | -27.407 | -31.407 | -33.897
Alverdiscott / Indian Queens 132kV | Camborne 33kV | Redruth | Primary | 11 | -5.2304 | 50.2472 | Steady Progression | Thermal headroom (MW) | 9.813 | 9.503 | 9.473 | 9.423 | 9.373 | 9.213 | 9.033 | 8.853 | 8.653 | 7.693 | 6.333 | 5.523 | 4.243 | 2.793 | 1.403 | -6.707 | -12.137 | -14.467
Alverdiscott / Indian Queens 132kV | Camborne 33kV | Redruth | Primary | 11 | -5.2304 | 50.2472 | System Transformation | Thermal headroom (MW) | 9.813 | 9.353 | 9.203 | 9.003 | 8.753 | 8.663 | 8.593 | 8.483 | 8.313 | 7.913 | 6.733 | 5.423 | 3.963 | 2.423 | 0.823 | -8.547 | -13.117 | -13.717
Alverdiscott / Indian Queens 132kV | Camborne 33kV | Redruth | Primary | 11 | -5.2304 | 50.2472 | WPD Best View | Thermal headroom (MW) | 9.813 | 8.973 | 8.073 | 7.443 | 6.573 | 5.483 | 3.523 | 1.293 | -1.747 | -5.087 | -7.527 | -10.357 | -13.497 | -16.647 | -19.527 | -27.407 | -31.407 | -33.897
Alverdiscott / Indian Queens 132kV | East Yelland 33kV | East Yelland 33kV | Bulk Supply Point | 33 |  |  | Consumer Transformation | Thermal headroom (MW) | -3.22 | -6.3188 | -8.2174 | -11.2092 | -15.0914 | -20.6457 | -26.8539 | -32.543 | -38.7546 | -46.2548 | -58.4479 | -71.6018 | -85.0523 | -98.2498 | -111.1017 | -173.0065 | -223.9426 | -257.1376
Alverdiscott / Indian Queens 132kV | East Yelland 33kV | East Yelland 33kV | Bulk Supply Point | 33 |  |  | Leading the Way | Thermal headroom (MW) | -3.22 | -7.6326 | -10.9862 | -15.3952 | -21.0251 | -29.691 | -40.257 | -50.8043 | -62.2261 | -75.1713 | -87.2674 | -100.4004 | -113.6581 | -126.5131 | -138.2033 | -176.4942 | -195.0746 | -208.24
Alverdiscott / Indian Queens 132kV | East Yelland 33kV | East Yelland 33kV | Bulk Supply Point | 33 |  |  | Steady Progression | Thermal headroom (MW) | -3.22 | -4.6363 | -4.8143 | -5.4872 | -6.3221 | -8.263 | -10.6425 | -12.896 | -15.2455 | -18.3413 | -22.6395 | -26.3361 | -30.4947 | -35.1959 | -40.0963 | -71.9662 | -91.6803 | -99.6808
Alverdiscott / Indian Queens 132kV | East Yelland 33kV | East Yelland 33kV | Bulk Supply Point | 33 |  |  | System Transformation | Thermal headroom (MW) | -3.22 | -5.3312 | -6.2289 | -7.8131 | -9.7879 | -11.813 | -14.7572 | -17.6556 | -20.8103 | -23.8827 | -28.1337 | -33.2014 | -38.7213 | -44.6498 | -50.6643 | -84.9263 | -103.5951 | -109.0404
Alverdiscott / Indian Queens 132kV | East Yelland 33kV | East Yelland 33kV | Bulk Supply Point | 33 |  |  | WPD Best View | Thermal headroom (MW) | -3.22 | -4.9078 | -5.3918 | -6.5051 | -7.9389 | -9.8216 | -12.4205 | -15.0087 | -17.86 | -20.5995 | -24.7624 | -29.5943 | -34.8109 | -40.4212 | -46.2389 | -79.71 | -100.0368 | -107.5404
Alverdiscott / Indian Queens 132kV | East Yelland 33kV | Barnstaple Quay | Primary | 11 | -4.0628 | 51.0797 | Consumer Transformation | Thermal headroom (MW) | 11.063 | 10.693 | 10.563 | 10.363 | 9.953 | 9.283 | 8.643 | 7.923 | 7.083 | 6.063 | 4.543 | 2.993 | 1.393 | -0.127 | -1.547 | -7.437 | -10.317 | -11.467
Alverdiscott / Indian Queens 132kV | East Yelland 33kV | Barnstaple Quay | Primary | 11 | -4.0628 | 51.0797 | Leading the Way | Thermal headroom (MW) | 11.063 | 10.503 | 10.083 | 9.653 | 8.913 | 8.013 | 7.033 | 5.973 | 4.813 | 3.403 | 1.823 | 0.153 | -1.547 | -3.107 | -4.467 | -8.297 | -8.877 | -8.457
Alverdiscott / Indian Queens 132kV | East Yelland 33kV | Barnstaple Quay | Primary | 11 | -4.0628 | 51.0797 | Steady Progression | Thermal headroom (MW) | 11.063 | 10.963 | 11.023 | 11.083 | 11.103 | 10.943 | 10.723 | 10.503 | 10.223 | 9.923 | 9.433 | 8.933 | 8.343 | 7.683 | 7.023 | 2.123 | -1.217 | -2.387
Alverdiscott / Indian Queens 132kV | East Yelland 33kV | Barnstaple Quay | Primary | 11 | -4.0628 | 51.0797 | System Transformation | Thermal headroom (MW) | 11.063 | 10.893 | 10.903 | 10.833 | 10.663 | 10.493 | 10.293 | 10.003 | 9.663 | 9.243 | 8.623 | 7.903 | 7.063 | 6.153 | 5.143 | -0.317 | -2.237 | -1.947
Alverdiscott / Indian Queens 132kV | East Yelland 33kV | Barnstaple Quay | Primary | 11 | -4.0628 | 51.0797 | WPD Best View | Thermal headroom (MW) | 11.063 | 10.893 | 10.903 | 10.833 | 10.663 | 10.493 | 10.293 | 10.003 | 9.663 | 9.243 | 8.623 | 7.903 | 7.063 | 6.153 | 5.143 | -0.317 | -2.237 | -1.947
Alverdiscott / Indian Queens 132kV | East Yelland 33kV | Bideford Main | Primary | 11 | -4.1987 | 51.0122 | Consumer Transformation | Thermal headroom (MW) | 3.66 | 3.32 | 3.24 | 2.92 | 2.44 | 1.8 | 1.15 | 0.25 | -0.56 | -1.65 | -3.07 | -4.51 | -5.96 | -7.38 | -8.66 | -15.17 | -18.96 | -20.75
Alverdiscott / Indian Queens 132kV | East Yelland 33kV | Bideford Main | Primary | 11 | -4.1987 | 51.0122 | Leading the Way | Thermal headroom (MW) | 3.66 | 3.14 | 2.9 | 2.4 | 1.72 | 0.66 | -0.4 | -2.2 | -3.53 | -5.05 | -6.53 | -8.09 | -9.61 | -11.07 | -12.32 | -15.88 | -16.72 | -16.87
Alverdiscott / Indian Queens 132kV | East Yelland 33kV | Bideford Main | Primary | 11 | -4.1987 | 51.0122 | Steady Progression | Thermal headroom (MW) | 3.66 | 3.5 | 3.6 | 3.55 | 3.48 | 3.27 | 3.11 | 2.8 | 2.59 | 2.34 | 1.97 | 1.58 | 1.19 | 0.68 | 0.16 | -3.76 | -6.36 | -7.47
Alverdiscott / Indian Queens 132kV | East Yelland 33kV | Bideford Main | Primary | 11 | -4.1987 | 51.0122 | System Transformation | Thermal headroom (MW) | 3.66 | 3.41 | 3.4 | 3.24 | 3.02 | 2.74 | 2.47 | 1.94 | 1.59 | 1.16 | 0.72 | 0.23 | -0.37 | -1.12 | -1.89 | -6.3 | -7.83 | -7.83
Alverdiscott / Indian Queens 132kV | East Yelland 33kV | Bideford Main | Primary | 11 | -4.1987 | 51.0122 | WPD Best View | Thermal headroom (MW) | 3.66 | 3.5 | 3.58 | 3.53 | 3.45 | 3.25 | 3.09 | 2.79 | 2.57 | 2.33 | 1.95 | 1.57 | 1.18 | 0.73 | 0.22 | -3.69 | -6.28 | -7.37
Alverdiscott / Indian Queens 132kV | East Yelland 33kV | Braunton | Primary | 11 | -4.1497 | 51.1151 | Consumer Transformation | Thermal headroom (MW) | 13.115 | 12.935 | 12.835 | 12.635 | 12.315 | 11.585 | 10.795 | 10.205 | 9.505 | 8.065 | 5.175 | 2.375 | -0.465 | -3.265 | -6.105 | -17.335 | -32.325 | -43.295
Alverdiscott / Indian Queens 132kV | East Yelland 33kV | Braunton | Primary | 11 | -4.1497 | 51.1151 | Leading the Way | Thermal headroom (MW) | 13.115 | 12.805 | 12.555 | 12.195 | 11.645 | 10.325 | 8.805 | 7.385 | 5.355 | 2.835 | 0.935 | -1.195 | -3.505 | -5.855 | -8.075 | -14.125 | -17.675 | -20.095
Alverdiscott / Indian Queens 132kV | East Yelland 33kV | Braunton | Primary | 11 | -4.1497 | 51.1151 | Steady Progression | Thermal headroom (MW) | 13.115 | 13.085 | 13.165 | 13.215 | 13.225 | 12.915 | 12.615 | 12.375 | 12.085 | 11.435 | 10.565 | 10.135 | 9.515 | 8.755 | 7.715 | 2.585 | -0.465 | -1.885
Alverdiscott / Indian Queens 132kV | East Yelland 33kV | Braunton | Primary | 11 | -4.1497 | 51.1151 | System Transformation | Thermal headroom (MW) | 13.115 | 13.035 | 13.055 | 13.025 | 12.925 | 12.585 | 12.155 | 11.895 | 11.565 | 11.215 | 10.355 | 9.505 | 8.525 | 7.375 | 6.245 | 0.315 | -2.665 | -3.395
Alverdiscott / Indian Queens 132kV | East Yelland 33kV | Braunton | Primary | 11 | -4.1497 | 51.1151 | WPD Best View | Thermal headroom (MW) | 13.115 | 13.035 | 13.055 | 13.025 | 12.925 | 12.585 | 12.155 | 11.895 | 11.565 | 11.215 | 10.355 | 9.505 | 8.525 | 7.375 | 6.245 | 0.315 | -2.665 | -3.395
Alverdiscott / Indian Queens 132kV | East Yelland 33kV | Fremington | Primary | 11 | -4.1456 | 51.067 | Consumer Transformation | Thermal headroom (MW) | 1.29 | 1.16 | 1.08 | 0.91 | 0.66 | 0.18 | -0.31 | -0.8 | -1.3 | -1.82 | -2.46 | -3.28 | -4.08 | -4.87 | -5.68 | -10.77 | -14.49 | -17.5
Alverdiscott / Indian Queens 132kV | East Yelland 33kV | Fremington | Primary | 11 | -4.1456 | 51.067 | Leading the Way | Thermal headroom (MW) | 1.29 | 1.11 | 0.96 | 0.73 | 0.39 | -0.38 | -1.18 | -2.01 | -2.93 | -3.91 | -4.89 | -5.88 | -6.86 | -7.82 | -8.72 | -13.07 | -16.49 | -19.93
Alverdiscott / Indian Queens 132kV | East Yelland 33kV | Fremington | Primary | 11 | -4.1456 | 51.067 | Steady Progression | Thermal headroom (MW) | 1.29 | 1.25 | 1.25 | 1.23 | 1.18 | 1.07 | 0.93 | 0.78 | 0.63 | 0.45 | 0.22 | -0.02 | -0.27 | -0.52 | -0.77 | -2.45 | -3.52 | -4.08
Alverdiscott / Indian Queens 132kV | East Yelland 33kV | Fremington | Primary | 11 | -4.1456 | 51.067 | System Transformation | Thermal headroom (MW) | 1.29 | 1.22 | 1.21 | 1.14 | 1.04 | 0.93 | 0.79 | 0.54 | 0.19 | -0.04 | -0.34 | -0.67 | -1.01 | -1.33 | -1.63 | -3.61 | -5.61 | -7.12
Alverdiscott / Indian Queens 132kV | East Yelland 33kV | Fremington | Primary | 11 | -4.1456 | 51.067 | WPD Best View | Thermal headroom (MW) | 1.29 | 1.22 | 1.21 | 1.14 | 1.04 | 0.93 | 0.79 | 0.54 | 0.19 | -0.04 | -0.34 | -0.67 | -1.01 | -1.33 | -1.63 | -3.61 | -5.61 | -7.12
Alverdiscott / Indian Queens 132kV | East Yelland 33kV | Georgeham | Primary | 11 | -4.1773 | 51.1512 | Consumer Transformation | Thermal headroom (MW) | 1.355 | 1.305 | 1.335 | 1.305 | 1.275 | 1.085 | 0.915 | 0.745 | 0.585 | 0.385 | -0.135 | -0.685 | -1.255 | -1.825 | -2.325 | -4.725 | -5.695 | -6.105
Alverdiscott / Indian Queens 132kV | East Yelland 33kV | Georgeham | Primary | 11 | -4.1773 | 51.1512 | Leading the Way | Thermal headroom (MW) | 1.355 | 1.255 | 1.235 | 1.155 | 1.055 | 0.785 | 0.485 | 0.095 | -0.355 | -1.035 | -1.495 | -1.995 | -2.485 | -2.945 | -3.285 | -4.555 | -4.685 | -4.595
Alverdiscott / Indian Queens 132kV | East Yelland 33kV | Georgeham | Primary | 11 | -4.1773 | 51.1512 | Steady Progression | Thermal headroom (MW) | 1.355 | 1.355 | 1.435 | 1.505 | 1.565 | 1.525 | 1.475 | 1.405 | 1.315 | 1.185 | 0.965 | 0.765 | 0.515 | 0.195 | -0.175 | -2.685 | -3.695 | -3.795
Alverdiscott / Indian Queens 132kV | East Yelland 33kV | Georgeham | Primary | 11 | -4.1773 | 51.1512 | System Transformation | Thermal headroom (MW) | 1.355 | 1.335 | 1.385 | 1.415 | 1.425 | 1.455 | 1.465 | 1.455 | 1.425 | 1.385 | 1.265 | 1.125 | 0.975 | 0.785 | 0.465 | -1.755 | -3.305 | -3.485
Alverdiscott / Indian Queens 132kV | East Yelland 33kV | Georgeham | Primary | 11 | -4.1773 | 51.1512 | WPD Best View | Thermal headroom (MW) | 1.355 | 1.335 | 1.385 | 1.415 | 1.425 | 1.455 | 1.465 | 1.455 | 1.425 | 1.385 | 1.265 | 1.125 | 0.975 | 0.785 | 0.465 | -1.755 | -3.305 | -3.485
Alverdiscott / Indian Queens 132kV | East Yelland 33kV | Ilfracombe | Primary | 11 | -4.1098 | 51.2005 | Consumer Transformation | Thermal headroom (MW) | 12.512 | 12.202 | 11.962 | 11.602 | 11.022 | 10.222 | 9.002 | 7.892 | 6.462 | 5.002 | 1.672 | -1.718 | -5.048 | -8.308 | -11.608 | -24.118 | -38.468 | -48.378
Alverdiscott / Indian Queens 132kV | East Yelland 33kV | Ilfracombe | Primary | 11 | -4.1098 | 51.2005 | Leading the Way | Thermal headroom (MW) | 12.512 | 11.992 | 11.502 | 10.922 | 10.022 | 8.712 | 6.352 | 4.092 | 1.482 | -1.088 | -3.648 | -6.478 | -9.488 | -12.408 | -15.108 | -21.928 | -25.128 | -26.718
Alverdiscott / Indian Queens 132kV | East Yelland 33kV | Ilfracombe | Primary | 11 | -4.1098 | 51.2005 | Steady Progression | Thermal headroom (MW) | 12.512 | 12.482 | 12.542 | 12.592 | 12.562 | 12.352 | 11.902 | 11.492 | 11.082 | 10.412 | 9.502 | 8.762 | 7.902 | 6.912 | 5.982 | -0.808 | -5.238 | -7.098
Alverdiscott / Indian Queens 132kV | East Yelland 33kV | Ilfracombe | Primary | 11 | -4.1098 | 51.2005 | System Transformation | Thermal headroom (MW) | 12.512 | 12.372 | 12.302 | 12.212 | 11.972 | 11.742 | 11.092 | 10.532 | 10.032 | 9.562 | 8.922 | 7.622 | 6.202 | 4.672 | 3.102 | -3.888 | -6.978 | -7.598
Alverdiscott / Indian Queens 132kV | East Yelland 33kV | Ilfracombe | Primary | 11 | -4.1098 | 51.2005 | WPD Best View | Thermal headroom (MW) | 12.512 | 12.372 | 12.302 | 12.212 | 11.972 | 11.742 | 11.092 | 10.532 | 10.032 | 9.562 | 8.922 | 7.622 | 6.202 | 4.672 | 3.102 | -3.888 | -6.978 | -7.598
Alverdiscott / Indian Queens 132kV | East Yelland 33kV | Northam | Primary | 11 | -4.2097 | 51.0436 | Consumer Transformation | Thermal headroom (MW) | 1.702 | 1.112 | 0.692 | 0.012 | -0.628 | -1.118 | -1.548 | -1.918 | -2.378 | -2.888 | -3.538 | -4.418 | -5.258 | -6.078 | -6.848 | -11.708 | -14.938 | -16.588
Alverdiscott / Indian Queens 132kV | East Yelland 33kV | Northam | Primary | 11 | -4.2097 | 51.0436 | Leading the Way | Thermal headroom (MW) | 1.702 | 0.942 | 0.352 | -0.528 | -1.388 | -2.118 | -2.838 | -3.468 | -4.218 | -5.128 | -6.038 | -7.018 | -7.948 | -8.848 | -9.688 | -12.468 | -13.678 | -14.538
Alverdiscott / Indian Queens 132kV | East Yelland 33kV | Northam | Primary | 11 | -4.2097 | 51.0436 | Steady Progression | Thermal headroom (MW) | 1.702 | 1.382 | 1.242 | 0.902 | 0.622 | 0.462 | 0.292 | 0.122 | -0.068 | -0.308 | -0.628 | -0.938 | -1.258 | -1.578 | -1.878 | -3.548 | -4.918 | -5.468
Alverdiscott / Indian Queens 132kV | East Yelland 33kV | Northam | Primary | 11 | -4.2097 | 51.0436 | System Transformation | Thermal headroom (MW) | 1.702 | 1.272 | 1.042 | 0.572 | 0.162 | -0.028 | -0.198 | -0.408 | -0.678 | -0.968 | -1.318 | -1.678 | -2.048 | -2.398 | -2.688 | -4.578 | -5.578 | -5.888
Alverdiscott / Indian Queens 132kV | East Yelland 33kV | Northam | Primary | 11 | -4.2097 | 51.0436 | WPD Best View | Thermal headroom (MW) | 1.702 | 1.382 | 1.242 | 0.902 | 0.622 | 0.462 | 0.292 | 0.122 | -0.068 | -0.308 | -0.628 | -0.938 | -1.258 | -1.578 | -1.878 | -3.548 | -4.918 | -5.468
Alverdiscott / Indian Queens 132kV | East Yelland 33kV | Park Lane SWEB | Primary | 11 | -4.2069 | 51.0238 | Consumer Transformation | Thermal headroom (MW) | 3.42 | 2.54 | 1.82 | 1.25 | 0.53 | -0.57 | -2.11 | -3.03 | -3.97 | -4.87 | -5.9 | -7.06 | -8.69 | -10.26 | -11.78 | -20.18 | -24.53 | -26.55
Alverdiscott / Indian Queens 132kV | East Yelland 33kV | Park Lane SWEB | Primary | 11 | -4.2069 | 51.0238 | Leading the Way | Thermal headroom (MW) | 3.42 | 2.28 | 1.29 | 0.5 | -0.44 | -1.96 | -4.32 | -5.73 | -7.12 | -8.51 | -9.87 | -11.5 | -13.08 | -14.6 | -15.99 | -21.13 | -22.77 | -23.55
Alverdiscott / Indian Queens 132kV | East Yelland 33kV | Park Lane SWEB | Primary | 11 | -4.2069 | 51.0238 | Steady Progression | Thermal headroom (MW) | 3.42 | 2.82 | 2.37 | 2.11 | 1.78 | 1.1 | 0.2 | -0.42 | -1.04 | -1.66 | -2.39 | -3.09 | -3.82 | -4.57 | -5.26 | -9.87 | -12.21 | -13.11
Alverdiscott / Indian Queens 132kV | East Yelland 33kV | Park Lane SWEB | Primary | 11 | -4.2069 | 51.0238 | System Transformation | Thermal headroom (MW) | 3.42 | 2.63 | 2 | 1.58 | 1.05 | 0.34 | -0.84 | -1.45 | -2.1 | -2.75 | -3.46 | -4.2 | -4.91 | -5.6 | -6.19 | -10.64 | -13.14 | -13.5
Alverdiscott / Indian Queens 132kV | East Yelland 33kV | Park Lane SWEB | Primary | 11 | -4.2069 | 51.0238 | WPD Best View | Thermal headroom (MW) | 3.42 | 2.82 | 2.37 | 2.11 | 1.78 | 1.1 | 0.2 | -0.42 | -1.04 | -1.66 | -2.39 | -3.09 | -3.82 | -4.57 | -5.26 | -9.87 | -12.21 | -13.11
Alverdiscott / Indian Queens 132kV | Fraddon 33kV GT1 & GT2 (K & J) 33kV | Fraddon 33kV GT1 & GT2 (K & J) 33kV | Bulk Supply Point | 33 |  |  | Consumer Transformation | Thermal headroom (MW) | 13.8798 | 10.4449 | 7.6405 | 5.1494 | 2.7993 | -0.95493 | -4.5269 | -7.9155 | -11.6425 | -15.9162 | -26.1427 | -36.349 | -46.3312 | -56.5813 | -66.9713 | -107.3935 | -149.1076 | -177.5566
Alverdiscott / Indian Queens 132kV | Fraddon 33kV GT1 & GT2 (K & J) 33kV | Fraddon 33kV GT1 & GT2 (K & J) 33kV | Bulk Supply Point | 33 |  |  | Leading the Way | Thermal headroom (MW) | 13.8798 | 9.2074 | 4.9817 | 0.93642 | -2.7776 | -7.5486 | -12.6485 | -18.5828 | -26.396 | -35.2834 | -43.6936 | -53.0407 | -62.7228 | -72.1529 | -80.1131 | -105.4491 | -118.5676 | -128.195
Alverdiscott / Indian Queens 132kV | Fraddon 33kV GT1 & GT2 (K & J) 33kV | Fraddon 33kV GT1 & GT2 (K & J) 33kV | Bulk Supply Point | 33 |  |  | Steady Progression | Thermal headroom (MW) | 13.8798 | 11.6566 | 10.1317 | 9.1117 | 8.6823 | 7.7592 | 6.7689 | 5.64 | 4.4244 | 2.4082 | -0.83569 | -3.1835 | -5.8051 | -8.9116 | -11.9376 | -36.816 | -50.3741 | -54.6834
Alverdiscott / Indian Queens 132kV | Fraddon 33kV GT1 & GT2 (K & J) 33kV | Fraddon 33kV GT1 & GT2 (K & J) 33kV | Bulk Supply Point | 33 |  |  | System Transformation | Thermal headroom (MW) | 13.8798 | 10.9925 | 8.7442 | 7.022 | 5.8976 | 5.5492 | 5.0925 | 4.3374 | 3.2629 | 2.1306 | -0.12845 | -3.3719 | -6.8515 | -11.0638 | -15.9112 | -42.6757 | -61.5777 | -65.8913
Alverdiscott / Indian Queens 132kV | Fraddon 33kV GT1 & GT2 (K & J) 33kV | Fraddon 33kV GT1 & GT2 (K & J) 33kV | Bulk Supply Point | 33 |  |  | WPD Best View | Thermal headroom (MW) | 13.8798 | 9.2074 | 4.9817 | 0.93642 | -2.7776 | -7.5486 | -12.6485 | -18.5828 | -26.396 | -35.2834 | -43.6936 | -53.0407 | -62.7228 | -72.1529 | -80.1131 | -105.4491 | -118.5676 | -128.195
Alverdiscott / Indian Queens 132kV | Fraddon 33kV GT1 & GT2 (K & J) 33kV | Drinnick. | Primary | 11 | -4.8744 | 50.3622 | Consumer Transformation | Thermal headroom (MW) | 12.965 | 12.865 | 13.075 | 13.205 | 13.285 | 13.005 | 12.745 | 12.505 | 12.285 | 12.035 | 11.415 | 10.835 | 10.275 | 9.465 | 8.505 | 5.345 | 3.575 | 3.015
Alverdiscott / Indian Queens 132kV | Fraddon 33kV GT1 & GT2 (K & J) 33kV | Drinnick. | Primary | 11 | -4.8744 | 50.3622 | Leading the Way | Thermal headroom (MW) | 12.965 | 12.705 | 12.745 | 12.725 | 12.635 | 12.375 | 12.125 | 11.845 | 11.555 | 11.075 | 10.455 | 9.835 | 8.915 | 7.955 | 7.445 | 5.265 | 4.745 | 4.705
Alverdiscott / Indian Queens 132kV | Fraddon 33kV GT1 & GT2 (K & J) 33kV | Drinnick. | Primary | 11 | -4.8744 | 50.3622 | Steady Progression | Thermal headroom (MW) | 12.965 | 12.965 | 13.265 | 13.535 | 13.785 | 13.905 | 14.005 | 14.065 | 14.115 | 14.125 | 13.965 | 13.825 | 13.665 | 13.485 | 13.285 | 10.575 | 9.375 | 9.315
Alverdiscott / Indian Queens 132kV | Fraddon 33kV GT1 & GT2 (K & J) 33kV | Drinnick. | Primary | 11 | -4.8744 | 50.3622 | System Transformation | Thermal headroom (MW) | 12.965 | 12.925 | 13.165 | 13.365 | 13.545 | 13.775 | 13.955 | 14.105 | 14.205 | 14.285 | 14.205 | 14.095 | 13.965 | 13.495 | 13.045 | 10.545 | 7.875 | 7.915
Alverdiscott / Indian Queens 132kV | Fraddon 33kV GT1 & GT2 (K & J) 33kV | Drinnick. | Primary | 11 | -4.8744 | 50.3622 | WPD Best View | Thermal headroom (MW) | 12.965 | 12.705 | 12.745 | 12.725 | 12.635 | 12.375 | 12.125 | 11.845 | 11.555 | 11.075 | 10.455 | 9.835 | 8.915 | 7.955 | 7.445 | 5.265 | 4.745 | 4.705
Alverdiscott / Indian Queens 132kV | Fraddon 33kV GT1 & GT2 (K & J) 33kV | Newquay Trencreek Ln | Primary | 11 | -5.0569 | 50.4129 | Consumer Transformation | Thermal headroom (MW) | 1.51 | -0.17 | -1.49 | -2.02 | -2.54 | -3.1 | -3.61 | -4.09 | -4.75 | -5.47 | -6.64 | -7.84 | -8.94 | -10.01 | -10.99 | -16.83 | -20.03 | -21.5
Alverdiscott / Indian Queens 132kV | Fraddon 33kV GT1 & GT2 (K & J) 33kV | Newquay Trencreek Ln | Primary | 11 | -5.0569 | 50.4129 | Leading the Way | Thermal headroom (MW) | 1.51 | -0.51 | -2.12 | -2.92 | -3.62 | -4.33 | -5.2 | -6.19 | -7.25 | -8.41 | -9.7 | -11.06 | -12.29 | -13.41 | -14.37 | -17.4 | -18.41 | -18.77
Alverdiscott / Indian Queens 132kV | Fraddon 33kV GT1 & GT2 (K & J) 33kV | Newquay Trencreek Ln | Primary | 11 | -5.0569 | 50.4129 | Steady Progression | Thermal headroom (MW) | 1.51 | 0.21 | -0.74 | -0.96 | -1.11 | -1.32 | -1.52 | -1.74 | -1.92 | -2.06 | -2.33 | -2.64 | -3.05 | -3.45 | -3.84 | -6.75 | -8.51 | -8.86
Alverdiscott / Indian Queens 132kV | Fraddon 33kV GT1 & GT2 (K & J) 33kV | Newquay Trencreek Ln | Primary | 11 | -5.0569 | 50.4129 | System Transformation | Thermal headroom (MW) | 1.51 | -0.05 | -1.21 | -1.55 | -1.81 | -2 | -2.15 | -2.28 | -2.46 | -2.65 | -2.96 | -3.44 | -3.96 | -4.46 | -5.01 | -8.11 | -9.53 | -9.65
Alverdiscott / Indian Queens 132kV | Fraddon 33kV GT1 & GT2 (K & J) 33kV | Newquay Trencreek Ln | Primary | 11 | -5.0569 | 50.4129 | WPD Best View | Thermal headroom (MW) | 1.51 | -0.51 | -2.12 | -2.92 | -3.62 | -4.33 | -5.2 | -6.19 | -7.25 | -8.41 | -9.7 | -11.06 | -12.29 | -13.41 | -14.37 | -17.4 | -18.41 | -18.77
Alverdiscott / Indian Queens 132kV | Fraddon 33kV GT1 & GT2 (K & J) 33kV | Newquay Trevemper | Primary | 11 | -5.0704 | 50.3975 | Consumer Transformation | Thermal headroom (MW) | 7.585 | 7.065 | 6.745 | 6.055 | 5.495 | 4.665 | 3.855 | 3.125 | 2.365 | 1.515 | -0.665 | -2.795 | -4.925 | -6.995 | -8.995 | -16.915 | -21.525 | -23.635
Alverdiscott / Indian Queens 132kV | Fraddon 33kV GT1 & GT2 (K & J) 33kV | Newquay Trevemper | Primary | 11 | -5.0704 | 50.3975 | Leading the Way | Thermal headroom (MW) | 7.585 | 6.825 | 6.245 | 5.225 | 4.415 | 3.415 | 2.305 | 1.065 | -0.595 | -2.365 | -4.505 | -6.725 | -8.825 | -10.895 | -12.435 | -17.165 | -18.625 | -18.985
Alverdiscott / Indian Queens 132kV | Fraddon 33kV GT1 & GT2 (K & J) 33kV | Newquay Trevemper | Primary | 11 | -5.0704 | 50.3975 | Steady Progression | Thermal headroom (MW) | 7.585 | 7.375 | 7.365 | 7.105 | 7.085 | 6.905 | 6.695 | 6.465 | 6.205 | 5.915 | 5.425 | 4.945 | 4.465 | 3.835 | 2.995 | -2.635 | -5.835 | -6.795
Alverdiscott / Indian Queens 132kV | Fraddon 33kV GT1 & GT2 (K & J) 33kV | Newquay Trevemper | Primary | 11 | -5.0704 | 50.3975 | System Transformation | Thermal headroom (MW) | 7.585 | 7.225 | 7.065 | 6.585 | 6.365 | 6.215 | 6.015 | 5.785 | 5.505 | 5.185 | 4.725 | 4.245 | 3.745 | 2.795 | 1.555 | -4.095 | -6.755 | -7.035
Alverdiscott / Indian Queens 132kV | Fraddon 33kV GT1 & GT2 (K & J) 33kV | Newquay Trevemper | Primary | 11 | -5.0704 | 50.3975 | WPD Best View | Thermal headroom (MW) | 7.585 | 6.825 | 6.245 | 5.225 | 4.415 | 3.415 | 2.305 | 1.065 | -0.595 | -2.365 | -4.505 | -6.725 | -8.825 | -10.895 | -12.435 | -17.165 | -18.625 | -18.985
Alverdiscott / Indian Queens 132kV | Fraddon 33kV GT1 & GT2 (K & J) 33kV | Probus 33 | Primary | 11 | -4.9515 | 50.2982 | Consumer Transformation | Thermal headroom (MW) | 2.3375 | 2.2475 | 2.0475 | 1.7775 | 1.6575 | 1.3875 | 1.1275 | 0.8775 | 0.6275 | 0.2975 | -1.3625 | -3.0125 | -4.6625 | -6.3225 | -8.1225 | -13.5925 | -23.9625 | -31.9825
Alverdiscott / Indian Queens 132kV | Fraddon 33kV GT1 & GT2 (K & J) 33kV | Probus 33 | Primary | 11 | -4.9515 | 50.2982 | Leading the Way | Thermal headroom (MW) | 2.3375 | 2.1775 | 1.8875 | 1.4975 | 1.2675 | 0.8975 | 0.4975 | -0.0125 | -1.0225 | -2.1225 | -2.9525 | -4.0525 | -5.2925 | -6.5425 | -7.7725 | -10.9225 | -13.0825 | -14.7725
Alverdiscott / Indian Queens 132kV | Fraddon 33kV GT1 & GT2 (K & J) 33kV | Probus 33 | Primary | 11 | -4.9515 | 50.2982 | Steady Progression | Thermal headroom (MW) | 2.3375 | 2.3175 | 2.2175 | 2.0675 | 2.0775 | 2.0175 | 1.9475 | 1.8475 | 1.7375 | 1.3575 | 0.8375 | 0.6475 | 0.4275 | 0.0575 | -0.2325 | -2.9825 | -4.6825 | -5.5925
Alverdiscott / Indian Queens 132kV | Fraddon 33kV GT1 & GT2 (K & J) 33kV | Probus 33 | Primary | 11 | -4.9515 | 50.2982 | System Transformation | Thermal headroom (MW) | 2.3375 | 2.2875 | 2.1375 | 1.9275 | 1.8975 | 1.8875 | 1.8675 | 1.8375 | 1.7875 | 1.7275 | 1.5875 | 1.0775 | 0.5675 | 0.0675 | -0.5325 | -3.6225 | -5.8025 | -6.3825
Alverdiscott / Indian Queens 132kV | Fraddon 33kV GT1 & GT2 (K & J) 33kV | Probus 33 | Primary | 11 | -4.9515 | 50.2982 | WPD Best View | Thermal headroom (MW) | 2.3375 | 2.1775 | 1.8875 | 1.4975 | 1.2675 | 0.8975 | 0.4975 | -0.0125 | -1.0225 | -2.1225 | -2.9525 | -4.0525 | -5.2925 | -6.5425 | -7.7725 | -10.9225 | -13.0825 | -14.7725
Alverdiscott / Indian Queens 132kV | Fraddon 33kV GT1 & GT2 (K & J) 33kV | Roseland | Primary | 11 | -4.9785 | 50.1983 | Consumer Transformation | Thermal headroom (MW) | 1.085 | 1.015 | 1.005 | 1.035 | 0.995 | 0.655 | 0.355 | 0.075 | -0.255 | -0.665 | -1.125 | -1.585 | -2.045 | -2.565 | -2.985 | -4.785 | -5.505 | -5.795
Alverdiscott / Indian Queens 132kV | Fraddon 33kV GT1 & GT2 (K & J) 33kV | Roseland | Primary | 11 | -4.9785 | 50.1983 | Leading the Way | Thermal headroom (MW) | 1.085 | 0.955 | 0.805 | 0.715 | 0.555 | 0.075 | -0.355 | -0.795 | -1.345 | -2.055 | -2.435 | -2.855 | -3.325 | -3.735 | -4.105 | -5.455 | -5.945 | -6.335
Alverdiscott / Indian Queens 132kV | Fraddon 33kV GT1 & GT2 (K & J) 33kV | Roseland | Primary | 11 | -4.9785 | 50.1983 | Steady Progression | Thermal headroom (MW) | 1.085 | 1.035 | 1.025 | 1.045 | 1.055 | 0.915 | 0.785 | 0.655 | 0.525 | 0.315 | -0.025 | -0.325 | -0.665 | -1.005 | -1.335 | -3.705 | -4.605 | -4.675
Alverdiscott / Indian Queens 132kV | Fraddon 33kV GT1 & GT2 (K & J) 33kV | Roseland | Primary | 11 | -4.9785 | 50.1983 | System Transformation | Thermal headroom (MW) | 1.085 | 1.025 | 0.995 | 1.005 | 0.985 | 0.985 | 0.995 | 0.945 | 0.895 | 0.805 | 0.465 | 0.235 | -0.135 | -0.415 | -0.755 | -3.245 | -5.475 | -6.005
Alverdiscott / Indian Queens 132kV | Fraddon 33kV GT1 & GT2 (K & J) 33kV | Roseland | Primary | 11 | -4.9785 | 50.1983 | WPD Best View | Thermal headroom (MW) | 1.085 | 0.955 | 0.805 | 0.715 | 0.555 | 0.075 | -0.355 | -0.795 | -1.345 | -2.055 | -2.435 | -2.855 | -3.325 | -3.735 | -4.105 | -5.455 | -5.945 | -6.335
Alverdiscott / Indian Queens 132kV | Fraddon 33kV GT1 & GT2 (K & J) 33kV | Truro Shortlanesend | Primary | 11 | -5.0703 | 50.2778 | Consumer Transformation | Thermal headroom (MW) | 8.665 | 7.695 | 6.665 | 5.325 | 3.775 | 2.345 | 0.895 | -0.535 | -1.995 | -3.535 | -6.185 | -8.895 | -11.445 | -13.975 | -16.445 | -28.405 | -36.885 | -42.835
Alverdiscott / Indian Queens 132kV | Fraddon 33kV GT1 & GT2 (K & J) 33kV | Truro Shortlanesend | Primary | 11 | -5.0703 | 50.2778 | Leading the Way | Thermal headroom (MW) | 8.665 | 7.355 | 5.935 | 4.115 | 2.065 | 0.265 | -1.645 | -3.975 | -6.425 | -9.135 | -12.195 | -15.315 | -18.235 | -21.065 | -23.315 | -32.275 | -38.315 | -44.065
Alverdiscott / Indian Queens 132kV | Fraddon 33kV GT1 & GT2 (K & J) 33kV | Truro Shortlanesend | Primary | 11 | -5.0703 | 50.2778 | Steady Progression | Thermal headroom (MW) | 8.665 | 8.065 | 7.465 | 6.725 | 5.925 | 5.555 | 5.125 | 4.645 | 4.125 | 3.605 | 2.845 | 2.065 | 1.335 | 0.605 | -0.115 | -5.865 | -9.255 | -10.405
Alverdiscott / Indian Queens 132kV | Fraddon 33kV GT1 & GT2 (K & J) 33kV | Truro Shortlanesend | Primary | 11 | -5.0703 | 50.2778 | System Transformation | Thermal headroom (MW) | 8.665 | 7.875 | 7.045 | 6.045 | 4.965 | 4.625 | 4.215 | 3.585 | 2.765 | 2.085 | 1.275 | 0.465 | -0.255 | -1.315 | -2.545 | -9.435 | -14.425 | -16.745
Alverdiscott / Indian Queens 132kV | Fraddon 33kV GT1 & GT2 (K & J) 33kV | Truro Shortlanesend | Primary | 11 | -5.0703 | 50.2778 | WPD Best View | Thermal headroom (MW) | 8.665 | 7.355 | 5.935 | 4.115 | 2.065 | 0.265 | -1.645 | -3.975 | -6.425 | -9.135 | -12.195 | -15.315 | -18.235 | -21.065 | -23.315 | -32.275 | -38.315 | -44.065
Alverdiscott / Indian Queens 132kV | Fraddon 33kV GT3 & GT4 (L & M) 33kV | Fraddon 33kV GT3 & GT4 (L & M) 33kV | Bulk Supply Point | 33 |  |  | Consumer Transformation | Thermal headroom (MW) | 117.1394 | 117.9924 | 118.188 | 118.5164 | 119.1761 | 120.674 | 122.1168 | 123.4944 | 125.1715 | 127.2533 | 131.8964 | 136.8631 | 141.8385 | 146.6529 | 151.6214 | 173.2124 | 199.7467 | 220.1014
Alverdiscott / Indian Queens 132kV | Fraddon 33kV GT3 & GT4 (L & M) 33kV | Fraddon 33kV GT3 & GT4 (L & M) 33kV | Bulk Supply Point | 33 |  |  | Leading the Way | Thermal headroom (MW) | 117.1394 | 118.4032 | 118.973 | 119.651 | 120.8207 | 122.9599 | 125.39 | 128.5547 | 133.1448 | 138.2918 | 142.0212 | 146.487 | 151.2919 | 156.1584 | 160.6452 | 176.9233 | 188.5099 | 199.0351
Alverdiscott / Indian Queens 132kV | Fraddon 33kV GT3 & GT4 (L & M) 33kV | Fraddon 33kV GT3 & GT4 (L & M) 33kV | Bulk Supply Point | 33 |  |  | Steady Progression | Thermal headroom (MW) | 117.1394 | 117.5698 | 117.3546 | 117.204 | 117.1267 | 117.3555 | 117.6206 | 117.9198 | 118.2718 | 118.9727 | 120.3759 | 121.5222 | 122.778 | 124.3462 | 125.8832 | 137.816 | 143.6334 | 145.6541
Alverdiscott / Indian Queens 132kV | Fraddon 33kV GT3 & GT4 (L & M) 33kV | Fraddon 33kV GT3 & GT4 (L & M) 33kV | Bulk Supply Point | 33 |  |  | System Transformation | Thermal headroom (MW) | 117.1394 | 117.8065 | 117.7826 | 117.8386 | 118.0574 | 117.9886 | 117.9872 | 118.2055 | 118.6481 | 118.9544 | 119.6931 | 120.9731 | 122.5207 | 124.1813 | 126.0306 | 138.6855 | 148.1157 | 151.1918
Alverdiscott / Indian Queens 132kV | Fraddon 33kV GT3 & GT4 (L & M) 33kV | Fraddon 33kV GT3 & GT4 (L & M) 33kV | Bulk Supply Point | 33 |  |  | WPD Best View | Thermal headroom (MW) | 117.1394 | 118.4032 | 118.973 | 119.651 | 120.8207 | 122.9599 | 125.39 | 128.5547 | 133.1448 | 138.2918 | 142.0212 | 146.487 | 151.2919 | 156.1584 | 160.6452 | 176.9233 | 188.5099 | 199.0351
Alverdiscott / Indian Queens 132kV | Fraddon 33kV GT3 & GT4 (L & M) 33kV | Fraddon | Primary | 11 | -4.9365 | 50.3748 | Consumer Transformation | Thermal headroom (MW) | 14.48 | 14.22 | 14.07 | 13.8 | 13.52 | 12.55 | 11.61 | 10.74 | 9.55 | 8.2 | 4.7 | 1.22 | -2.32 | -5.79 | -9.51 | -23.19 | -48.51 | -69.85
Alverdiscott / Indian Queens 132kV | Fraddon 33kV GT3 & GT4 (L & M) 33kV | Fraddon | Primary | 11 | -4.9365 | 50.3748 | Leading the Way | Thermal headroom (MW) | 14.48 | 14.08 | 13.76 | 13.33 | 12.76 | 11.4 | 9.82 | 7.76 | 4.26 | 0.51 | -1.72 | -4.66 | -8.15 | -11.75 | -15.24 | -27.22 | -38.97 | -51.01
Alverdiscott / Indian Queens 132kV | Fraddon 33kV GT3 & GT4 (L & M) 33kV | Fraddon | Primary | 11 | -4.9365 | 50.3748 | Steady Progression | Thermal headroom (MW) | 14.48 | 14.38 | 14.38 | 14.31 | 14.32 | 14.17 | 14.01 | 13.83 | 13.61 | 13.05 | 12.12 | 11.51 | 10.91 | 10.16 | 9.48 | 4.26 | 1.47 | 0.19
Alverdiscott / Indian Queens 132kV | Fraddon 33kV GT3 & GT4 (L & M) 33kV | Fraddon | Primary | 11 | -4.9365 | 50.3748 | System Transformation | Thermal headroom (MW) | 14.48 | 14.29 | 14.21 | 14.04 | 13.93 | 13.93 | 13.9 | 13.7 | 13.33 | 13.18 | 12.84 | 11.93 | 10.9 | 9.8 | 8.69 | 2.73 | -2.84 | -5.68
Alverdiscott / Indian Queens 132kV | Fraddon 33kV GT3 & GT4 (L & M) 33kV | Fraddon | Primary | 11 | -4.9365 | 50.3748 | WPD Best View | Thermal headroom (MW) | 14.48 | 14.08 | 13.76 | 13.33 | 12.76 | 11.4 | 9.82 | 7.76 | 4.26 | 0.51 | -1.72 | -4.66 | -8.15 | -11.75 | -15.24 | -27.22 | -38.97 | -51.01
Alverdiscott / Indian Queens 132kV | Fraddon 33kV GT3 & GT4 (L & M) 33kV | Padstow | Primary | 11 | -4.9532 | 50.5134 | Consumer Transformation | Thermal headroom (MW) | 0.166 | 0.046 | 0.056 | 0.056 | -0.054 | -0.304 | -0.544 | -0.774 | -1.014 | -1.544 | -2.434 | -3.334 | -4.254 | -5.134 | -6.034 | -11.074 | -13.754 | -14.874
Alverdiscott / Indian Queens 132kV | Fraddon 33kV GT3 & GT4 (L & M) 33kV | Padstow | Primary | 11 | -4.9532 | 50.5134 | Leading the Way | Thermal headroom (MW) | 0.166 | -0.084 | -0.184 | -0.304 | -0.554 | -1.014 | -1.554 | -2.224 | -3.074 | -3.964 | -4.854 | -5.754 | -6.674 | -7.544 | -8.334 | -11.534 | -12.344 | -12.474
Alverdiscott / Indian Queens 132kV | Fraddon 33kV GT3 & GT4 (L & M) 33kV | Padstow | Primary | 11 | -4.9532 | 50.5134 | Steady Progression | Thermal headroom (MW) | 0.166 | 0.156 | 0.276 | 0.396 | 0.466 | 0.446 | 0.416 | 0.366 | 0.306 | 0.226 | -0.044 | -0.344 | -0.764 | -1.254 | -1.744 | -5.224 | -6.954 | -7.764
Alverdiscott / Indian Queens 132kV | Fraddon 33kV GT3 & GT4 (L & M) 33kV | Padstow | Primary | 11 | -4.9532 | 50.5134 | System Transformation | Thermal headroom (MW) | 0.166 | 0.096 | 0.176 | 0.236 | 0.236 | 0.276 | 0.286 | 0.266 | 0.226 | 0.166 | -0.034 | -0.244 | -0.694 | -1.194 | -1.744 | -5.504 | -7.594 | -7.964
Alverdiscott / Indian Queens 132kV | Fraddon 33kV GT3 & GT4 (L & M) 33kV | Padstow | Primary | 11 | -4.9532 | 50.5134 | WPD Best View | Thermal headroom (MW) | 0.166 | -0.084 | -0.184 | -0.304 | -0.554 | -1.014 | -1.554 | -2.224 | -3.074 | -3.964 | -4.854 | -5.754 | -6.674 | -7.544 | -8.334 | -11.534 | -12.344 | -12.474
Alverdiscott / Indian Queens 132kV | Fraddon 33kV GT3 & GT4 (L & M) 33kV | St Columb Major | Primary | 11 | -4.9191 | 50.4377 | Consumer Transformation | Thermal headroom (MW) | 5.66 | 5.51 | 5.56 | 5.58 | 5.5 | 5.3 | 5.11 | 4.93 | 4.74 | 4.55 | 4.09 | 3.47 | 2.83 | 2.23 | 1.64 | -1.25 | -2.81 | -3.53
Alverdiscott / Indian Queens 132kV | Fraddon 33kV GT3 & GT4 (L & M) 33kV | St Columb Major | Primary | 11 | -4.9191 | 50.4377 | Leading the Way | Thermal headroom (MW) | 5.66 | 5.42 | 5.39 | 5.35 | 5.17 | 4.89 | 4.6 | 4.2 | 3.77 | 3.11 | 2.6 | 1.98 | 1.43 | 0.84 | 0.32 | -1.67 | -2.29 | -2.44
Alverdiscott / Indian Queens 132kV | Fraddon 33kV GT3 & GT4 (L & M) 33kV | St Columb Major | Primary | 11 | -4.9191 | 50.4377 | Steady Progression | Thermal headroom (MW) | 5.66 | 5.6 | 5.71 | 5.81 | 5.88 | 5.86 | 5.83 | 5.78 | 5.73 | 5.65 | 5.49 | 5.32 | 5.12 | 4.82 | 4.46 | 2.12 | 1.16 | 0.88
Alverdiscott / Indian Queens 132kV | Fraddon 33kV GT3 & GT4 (L & M) 33kV | St Columb Major | Primary | 11 | -4.9191 | 50.4377 | System Transformation | Thermal headroom (MW) | 5.66 | 5.55 | 5.63 | 5.7 | 5.71 | 5.74 | 5.76 | 5.75 | 5.73 | 5.69 | 5.54 | 5.37 | 5.21 | 5.04 | 4.7 | 2.37 | 0.93 | 0.71
Alverdiscott / Indian Queens 132kV | Fraddon 33kV GT3 & GT4 (L & M) 33kV | St Columb Major | Primary | 11 | -4.9191 | 50.4377 | WPD Best View | Thermal headroom (MW) | 5.66 | 5.42 | 5.39 | 5.35 | 5.17 | 4.89 | 4.6 | 4.2 | 3.77 | 3.11 | 2.6 | 1.98 | 1.43 | 0.84 | 0.32 | -1.67 | -2.29 | -2.44
Alverdiscott / Indian Queens 132kV | Fraddon 33kV GT3 & GT4 (L & M) 33kV | St Mawgan | Primary | 11 | -5.0057 | 50.4273 | Consumer Transformation | Thermal headroom (MW) | 0.151 | -0.129 | -0.209 | -0.299 | -0.469 | -0.669 | -0.849 | -1.039 | -1.239 | -1.449 | -1.779 | -2.229 | -2.629 | -3.009 | -3.349 | -5.399 | -6.169 | -6.459
Alverdiscott / Indian Queens 132kV | Fraddon 33kV GT3 & GT4 (L & M) 33kV | St Mawgan | Primary | 11 | -5.0057 | 50.4273 | Leading the Way | Thermal headroom (MW) | 0.151 | -0.199 | -0.329 | -0.449 | -0.659 | -0.889 | -1.139 | -1.469 | -1.799 | -2.189 | -2.619 | -3.049 | -3.419 | -3.759 | -3.999 | -5.019 | -5.189 | -5.149
Alverdiscott / Indian Queens 132kV | Fraddon 33kV GT3 & GT4 (L & M) 33kV | St Mawgan | Primary | 11 | -5.0057 | 50.4273 | Steady Progression | Thermal headroom (MW) | 0.151 | -0.049 | -0.049 | -0.029 | -0.069 | -0.119 | -0.159 | -0.209 | -0.259 | -0.309 | -0.469 | -0.619 | -0.769 | -0.919 | -1.069 | -2.739 | -3.499 | -3.489
Alverdiscott / Indian Queens 132kV | Fraddon 33kV GT3 & GT4 (L & M) 33kV | St Mawgan | Primary | 11 | -5.0057 | 50.4273 | System Transformation | Thermal headroom (MW) | 0.151 | -0.099 | -0.129 | -0.149 | -0.239 | -0.239 | -0.229 | -0.249 | -0.309 | -0.369 | -0.469 | -0.579 | -0.679 | -0.779 | -0.859 | -2.419 | -3.519 | -3.609
Alverdiscott / Indian Queens 132kV | Fraddon 33kV GT3 & GT4 (L & M) 33kV | St Mawgan | Primary | 11 | -5.0057 | 50.4273 | WPD Best View | Thermal headroom (MW) | 0.151 | -0.199 | -0.329 | -0.449 | -0.659 | -0.889 | -1.139 | -1.469 | -1.799 | -2.189 | -2.619 | -3.049 | -3.419 | -3.759 | -3.999 | -5.019 | -5.189 | -5.149
Alverdiscott / Indian Queens 132kV | Hayle 33kV | Hayle 33kV | Bulk Supply Point | 33 |  |  | Consumer Transformation | Thermal headroom (MW) | 19.0095 | 17.843 | 17.3558 | 16.391 | 14.8035 | 11.5832 | 8.4891 | 4.9749 | 0.57451 | -4.6521 | -12.9775 | -21.4106 | -30.0235 | -38.2484 | -45.9577 | -79.8667 | -99.1129 | -108.3983
Alverdiscott / Indian Queens 132kV | Hayle 33kV | Hayle 33kV | Bulk Supply Point | 33 |  |  | Leading the Way | Thermal headroom (MW) | 19.0095 | 16.739 | 15.0329 | 12.9354 | 9.856 | 5.6067 | 0.49524 | -6.064 | -13.1407 | -21.3718 | -29.3006 | -37.8207 | -46.4292 | -54.5584 | -61.2478 | -82.5806 | -88.8227 | -91.0183
Alverdiscott / Indian Queens 132kV | Hayle 33kV | Hayle 33kV | Bulk Supply Point | 33 |  |  | Steady Progression | Thermal headroom (MW) | 19.0095 | 18.8526 | 19.3631 | 19.7232 | 19.9637 | 19.3584 | 18.6566 | 17.7246 | 16.557 | 14.8907 | 11.5293 | 8.1368 | 4.4104 | 0.22938 | -4.154 | -34.5897 | -50.136 | -54.2546
Alverdiscott / Indian Queens 132kV | Hayle 33kV | Hayle 33kV | Bulk Supply Point | 33 |  |  | System Transformation | Thermal headroom (MW) | 19.0095 | 18.3562 | 18.3074 | 18.0605 | 17.491 | 17.5092 | 17.3108 | 16.8572 | 16.1122 | 14.8417 | 11.8382 | 8.6153 | 4.5023 | -0.21257 | -5.5183 | -36.207 | -56.0571 | -59.3458
Alverdiscott / Indian Queens 132kV | Hayle 33kV | Hayle 33kV | Bulk Supply Point | 33 |  |  | WPD Best View | Thermal headroom (MW) | 19.0095 | 16.739 | 15.0329 | 12.9354 | 9.856 | 5.6067 | 0.49524 | -6.064 | -13.1407 | -21.3718 | -29.3006 | -37.8207 | -46.4292 | -54.5584 | -61.2478 | -82.5806 | -88.8227 | -91.0183
Alverdiscott / Indian Queens 132kV | Hayle 33kV | Geevor | Primary | 11 | -5.6732 | 50.1487 | Consumer Transformation | Thermal headroom (MW) | 9.72 | 9.63 | 9.64 | 9.6 | 9.53 | 9.04 | 8.56 | 8.12 | 7.67 | 7.17 | 6.6 | 6.01 | 5.43 | 4.88 | 4.36 | 2.03 | 0.86 | 0.3
Alverdiscott / Indian Queens 132kV | Hayle 33kV | Geevor | Primary | 11 | -5.6732 | 50.1487 | Leading the Way | Thermal headroom (MW) | 9.72 | 9.52 | 9.35 | 9.18 | 8.92 | 8.3 | 7.73 | 7.08 | 6.37 | 5.59 | 5.11 | 4.54 | 3.94 | 3.39 | 2.9 | 1.14 | 0.59 | 0.12
Alverdiscott / Indian Queens 132kV | Hayle 33kV | Geevor | Primary | 11 | -5.6732 | 50.1487 | Steady Progression | Thermal headroom (MW) | 9.72 | 9.66 | 9.66 | 9.66 | 9.65 | 9.46 | 9.28 | 9.1 | 8.86 | 8.6 | 8.2 | 7.82 | 7.43 | 7.03 | 6.63 | 3.77 | 2.7 | 2.56
Alverdiscott / Indian Queens 132kV | Hayle 33kV | Geevor | Primary | 11 | -5.6732 | 50.1487 | System Transformation | Thermal headroom (MW) | 9.72 | 9.64 | 9.63 | 9.6 | 9.54 | 9.52 | 9.45 | 9.38 | 9.3 | 9.19 | 8.82 | 8.53 | 8.13 | 7.78 | 7.32 | 4.41 | 1.82 | 1.14
Alverdiscott / Indian Queens 132kV | Hayle 33kV | Geevor | Primary | 11 | -5.6732 | 50.1487 | WPD Best View | Thermal headroom (MW) | 9.72 | 9.52 | 9.35 | 9.18 | 8.92 | 8.3 | 7.73 | 7.08 | 6.37 | 5.59 | 5.11 | 4.54 | 3.94 | 3.39 | 2.9 | 1.14 | 0.59 | 0.12
Alverdiscott / Indian Queens 132kV | Hayle 33kV | Hayle | Primary | 11 | -5.4284 | 50.1928 | Consumer Transformation | Thermal headroom (MW) | 8.345 | 7.565 | 6.635 | 5.765 | 4.815 | 3.825 | 2.995 | 2.205 | 0.975 | -0.435 | -2.865 | -5.295 | -7.695 | -10.045 | -12.315 | -23.025 | -29.585 | -32.825
Alverdiscott / Indian Queens 132kV | Hayle 33kV | Hayle | Primary | 11 | -5.4284 | 50.1928 | Leading the Way | Thermal headroom (MW) | 8.345 | 7.305 | 6.055 | 4.845 | 3.495 | 2.045 | 0.605 | -1.185 | -3.055 | -5.055 | -7.545 | -10.075 | -12.505 | -14.815 | -16.555 | -22.695 | -24.915 | -25.715
Alverdiscott / Indian Queens 132kV | Hayle 33kV | Hayle | Primary | 11 | -5.4284 | 50.1928 | Steady Progression | Thermal headroom (MW) | 8.345 | 7.985 | 7.515 | 7.155 | 6.925 | 6.735 | 6.525 | 6.275 | 6.005 | 5.695 | 4.835 | 4.005 | 3.175 | 2.285 | 1.365 | -5.155 | -8.695 | -9.855
Alverdiscott / Indian Queens 132kV | Hayle 33kV | Hayle | Primary | 11 | -5.4284 | 50.1928 | System Transformation | Thermal headroom (MW) | 8.345 | 7.785 | 7.065 | 6.455 | 5.945 | 5.795 | 5.625 | 5.395 | 5.095 | 4.745 | 4.155 | 3.455 | 2.505 | 1.135 | -0.295 | -6.995 | -10.795 | -11.395
Alverdiscott / Indian Queens 132kV | Hayle 33kV | Hayle | Primary | 11 | -5.4284 | 50.1928 | WPD Best View | Thermal headroom (MW) | 8.345 | 7.305 | 6.055 | 4.845 | 3.495 | 2.045 | 0.605 | -1.185 | -3.055 | -5.055 | -7.545 | -10.075 | -12.505 | -14.815 | -16.555 | -22.695 | -24.915 | -25.715
Alverdiscott / Indian Queens 132kV | Hayle 33kV | Isles Of Scilly | Primary | 11 | -6.3128 | 49.9144 | Consumer Transformation | Thermal headroom (MW) | 1.735 | 1.685 | 1.705 | 1.705 | 1.635 | 1.565 | 1.485 | 1.225 | 0.875 | 0.505 | 0.045 | -0.405 | -0.895 | -1.355 | -1.715 | -3.195 | -3.595 | -3.695
Alverdiscott / Indian Queens 132kV | Hayle 33kV | Isles Of Scilly | Primary | 11 | -6.3128 | 49.9144 | Leading the Way | Thermal headroom (MW) | 1.735 | 1.665 | 1.645 | 1.635 | 1.515 | 1.475 | 1.335 | 1.005 | 0.655 | 0.185 | -0.255 | -0.745 | -1.225 | -1.695 | -1.985 | -2.625 | -2.465 | -2.015
Alverdiscott / Indian Queens 132kV | Hayle 33kV | Isles Of Scilly | Primary | 11 | -6.3128 | 49.9144 | Steady Progression | Thermal headroom (MW) | 1.735 | 1.745 | 1.825 | 1.905 | 1.945 | 1.995 | 2.045 | 2.085 | 2.125 | 2.065 | 1.895 | 1.725 | 1.535 | 1.295 | 1.075 | -0.735 | -1.825 | -1.825
Alverdiscott / Indian Queens 132kV | Hayle 33kV | Isles Of Scilly | Primary | 11 | -6.3128 | 49.9144 | System Transformation | Thermal headroom (MW) | 1.735 | 1.715 | 1.775 | 1.815 | 1.825 | 1.895 | 1.935 | 1.965 | 1.965 | 1.845 | 1.635 | 1.395 | 1.085 | 0.745 | 0.375 | -1.545 | -2.425 | -2.195
Alverdiscott / Indian Queens 132kV | Hayle 33kV | Isles Of Scilly | Primary | 11 | -6.3128 | 49.9144 | WPD Best View | Thermal headroom (MW) | 1.735 | 1.665 | 1.645 | 1.635 | 1.515 | 1.475 | 1.335 | 1.005 | 0.655 | 0.185 | -0.255 | -0.745 | -1.225 | -1.695 | -1.985 | -2.625 | -2.465 | -2.015
Alverdiscott / Indian Queens 132kV | Hayle 33kV | Marazion | Primary | 11 | -5.465 | 50.1371 | Consumer Transformation | Thermal headroom (MW) | 7.04 | 6.94 | 6.94 | 6.87 | 6.72 | 6.31 | 5.93 | 5.56 | 5.04 | 4.29 | 3.39 | 2.5 | 1.56 | 0.68 | -0.12 | -3.81 | -5.74 | -6.67
Alverdiscott / Indian Queens 132kV | Hayle 33kV | Marazion | Primary | 11 | -5.465 | 50.1371 | Leading the Way | Thermal headroom (MW) | 7.04 | 6.82 | 6.7 | 6.53 | 6.22 | 5.79 | 5.24 | 4.41 | 3.51 | 2.53 | 1.81 | 1.01 | 0.21 | -0.55 | -1.19 | -3.72 | -4.42 | -4.71
Alverdiscott / Indian Queens 132kV | Hayle 33kV | Marazion | Primary | 11 | -5.465 | 50.1371 | Steady Progression | Thermal headroom (MW) | 7.04 | 7.03 | 7.12 | 7.18 | 7.22 | 7.1 | 6.97 | 6.78 | 6.57 | 6.29 | 5.76 | 5.22 | 4.64 | 4.06 | 3.45 | -0.7 | -2.44 | -2.93
Alverdiscott / Indian Queens 132kV | Hayle 33kV | Marazion | Primary | 11 | -5.465 | 50.1371 | System Transformation | Thermal headroom (MW) | 7.04 | 6.98 | 7.02 | 7.02 | 6.97 | 6.98 | 6.98 | 6.95 | 6.89 | 6.79 | 6.55 | 6.24 | 5.74 | 5.18 | 4.61 | 0.63 | -2.41 | -2.96
Alverdiscott / Indian Queens 132kV | Hayle 33kV | Marazion | Primary | 11 | -5.465 | 50.1371 | WPD Best View | Thermal headroom (MW) | 7.04 | 6.82 | 6.7 | 6.53 | 6.22 | 5.79 | 5.24 | 4.41 | 3.51 | 2.53 | 1.81 | 1.01 | 0.21 | -0.55 | -1.19 | -3.72 | -4.42 | -4.71
Alverdiscott / Indian Queens 132kV | Hayle 33kV | Mousehole | Primary | 11 | -5.5488 | 50.0837 | Consumer Transformation | Thermal headroom (MW) | 1.7735 | 1.7535 | 1.7535 | 1.7435 | 1.7135 | 1.5635 | 1.4335 | 1.3035 | 1.1835 | 1.0635 | 0.8535 | 0.6335 | 0.3735 | 0.1135 | -0.1465 | -1.0865 | -1.7465 | -2.1165
Alverdiscott / Indian Queens 132kV | Hayle 33kV | Mousehole | Primary | 11 | -5.5488 | 50.0837 | Leading the Way | Thermal headroom (MW) | 1.7735 | 1.7035 | 1.6535 | 1.5935 | 1.5035 | 1.3635 | 1.1935 | 0.9835 | 0.7435 | 0.4735 | 0.3035 | 0.1235 | -0.0965 | -0.3165 | -0.5265 | -1.2465 | -1.4465 | -1.6265
Alverdiscott / Indian Queens 132kV | Hayle 33kV | Mousehole | Primary | 11 | -5.5488 | 50.0837 | Steady Progression | Thermal headroom (MW) | 1.7735 | 1.7835 | 1.8235 | 1.8635 | 1.8835 | 1.8535 | 1.8135 | 1.7635 | 1.7035 | 1.6535 | 1.5235 | 1.3835 | 1.2335 | 1.0835 | 0.9135 | -0.2165 | -0.5665 | -0.6765
Alverdiscott / Indian Queens 132kV | Hayle 33kV | Mousehole | Primary | 11 | -5.5488 | 50.0837 | System Transformation | Thermal headroom (MW) | 1.7735 | 1.7635 | 1.7835 | 1.7935 | 1.7835 | 1.8035 | 1.8135 | 1.8035 | 1.8035 | 1.7835 | 1.7135 | 1.6335 | 1.5635 | 1.4835 | 1.3435 | 0.3335 | -0.5665 | -0.7965
Alverdiscott / Indian Queens 132kV | Hayle 33kV | Mousehole | Primary | 11 | -5.5488 | 50.0837 | WPD Best View | Thermal headroom (MW) | 1.7735 | 1.7035 | 1.6535 | 1.5935 | 1.5035 | 1.3635 | 1.1935 | 0.9835 | 0.7435 | 0.4735 | 0.3035 | 0.1235 | -0.0965 | -0.3165 | -0.5265 | -1.2465 | -1.4465 | -1.6265
Alverdiscott / Indian Queens 132kV | Hayle 33kV | Newlyn | Primary | 11 | -5.5621 | 50.1102 | Consumer Transformation | Thermal headroom (MW) | 0.899 | 0.819 | 0.799 | 0.689 | 0.549 | 0.369 | 0.189 | -0.001 | -0.291 | -0.691 | -1.321 | -1.951 | -2.621 | -3.231 | -3.791 | -6.811 | -8.791 | -9.781
Alverdiscott / Indian Queens 132kV | Hayle 33kV | Newlyn | Primary | 11 | -5.5621 | 50.1102 | Leading the Way | Thermal headroom (MW) | 0.899 | 0.739 | 0.629 | 0.439 | 0.179 | -0.121 | -0.491 | -0.941 | -1.381 | -1.931 | -2.591 | -3.251 | -3.941 | -4.591 | -5.161 | -7.121 | -7.851 | -8.101
Alverdiscott / Indian Queens 132kV | Hayle 33kV | Newlyn | Primary | 11 | -5.5621 | 50.1102 | Steady Progression | Thermal headroom (MW) | 0.899 | 0.909 | 0.969 | 0.989 | 1.009 | 0.999 | 0.979 | 0.939 | 0.869 | 0.779 | 0.629 | 0.439 | 0.219 | -0.061 | -0.381 | -2.341 | -3.601 | -4.161
Alverdiscott / Indian Queens 132kV | Hayle 33kV | Newlyn | Primary | 11 | -5.5621 | 50.1102 | System Transformation | Thermal headroom (MW) | 0.899 | 0.869 | 0.889 | 0.869 | 0.819 | 0.819 | 0.789 | 0.739 | 0.669 | 0.589 | 0.429 | 0.179 | -0.161 | -0.531 | -0.921 | -2.971 | -4.061 | -4.261
Alverdiscott / Indian Queens 132kV | Hayle 33kV | Newlyn | Primary | 11 | -5.5621 | 50.1102 | WPD Best View | Thermal headroom (MW) | 0.899 | 0.739 | 0.629 | 0.439 | 0.179 | -0.121 | -0.491 | -0.941 | -1.381 | -1.931 | -2.591 | -3.251 | -3.941 | -4.591 | -5.161 | -7.121 | -7.851 | -8.101
Alverdiscott / Indian Queens 132kV | Hayle 33kV | Penzance Causewayhead | Primary | 11 | -5.5385 | 50.1203 | Consumer Transformation | Thermal headroom (MW) | 5.36 | 5.24 | 5.21 | 5.12 | 4.91 | 4.64 | 4.32 | 3.83 | 3.2 | 2.43 | 1.36 | 0.26 | -0.81 | -1.84 | -2.81 | -6.36 | -8.19 | -9.05
Alverdiscott / Indian Queens 132kV | Hayle 33kV | Penzance Causewayhead | Primary | 11 | -5.5385 | 50.1203 | Leading the Way | Thermal headroom (MW) | 5.36 | 5.11 | 4.94 | 4.7 | 4.33 | 3.91 | 3.23 | 2.48 | 1.66 | 0.7 | -0.42 | -1.6 | -2.73 | -3.78 | -4.7 | -6.54 | -6.53 | -5.94
Alverdiscott / Indian Queens 132kV | Hayle 33kV | Penzance Causewayhead | Primary | 11 | -5.5385 | 50.1203 | Steady Progression | Thermal headroom (MW) | 5.36 | 5.37 | 5.46 | 5.54 | 5.57 | 5.57 | 5.56 | 5.53 | 5.47 | 5.35 | 5.04 | 4.65 | 4.22 | 3.75 | 3.22 | 0.06 | -2.05 | -2.54
Alverdiscott / Indian Queens 132kV | Hayle 33kV | Penzance Causewayhead | Primary | 11 | -5.5385 | 50.1203 | System Transformation | Thermal headroom (MW) | 5.36 | 5.32 | 5.36 | 5.37 | 5.32 | 5.32 | 5.29 | 5.22 | 5.11 | 4.88 | 4.45 | 3.92 | 3.36 | 2.71 | 2.01 | -1.12 | -1.96 | -1.79
Alverdiscott / Indian Queens 132kV | Hayle 33kV | Penzance Causewayhead | Primary | 11 | -5.5385 | 50.1203 | WPD Best View | Thermal headroom (MW) | 5.36 | 5.11 | 4.94 | 4.7 | 4.33 | 3.91 | 3.23 | 2.48 | 1.66 | 0.7 | -0.42 | -1.6 | -2.73 | -3.78 | -4.7 | -6.54 | -6.53 | -5.94
Alverdiscott / Indian Queens 132kV | Hayle 33kV | Penzance Heamoor | Primary | 11 | -5.5542 | 50.1317 | Consumer Transformation | Thermal headroom (MW) | 15.545 | 15.375 | 15.305 | 15.145 | 14.965 | 14.595 | 14.245 | 13.915 | 13.575 | 13.205 | 11.855 | 10.475 | 9.105 | 7.795 | 6.465 | 1.035 | -2.545 | -4.215
Alverdiscott / Indian Queens 132kV | Hayle 33kV | Penzance Heamoor | Primary | 11 | -5.5542 | 50.1317 | Leading the Way | Thermal headroom (MW) | 15.545 | 15.205 | 14.965 | 14.645 | 14.275 | 13.695 | 13.075 | 12.285 | 11.455 | 10.565 | 9.245 | 7.795 | 6.375 | 5.005 | 4.045 | 0.805 | -0.615 | -1.245
Alverdiscott / Indian Queens 132kV | Hayle 33kV | Penzance Heamoor | Primary | 11 | -5.5542 | 50.1317 | Steady Progression | Thermal headroom (MW) | 15.545 | 15.525 | 15.605 | 15.655 | 15.705 | 15.635 | 15.555 | 15.445 | 15.315 | 15.175 | 14.885 | 14.585 | 14.255 | 13.845 | 13.405 | 9.875 | 7.595 | 6.655
Alverdiscott / Indian Queens 132kV | Hayle 33kV | Penzance Heamoor | Primary | 11 | -5.5542 | 50.1317 | System Transformation | Thermal headroom (MW) | 15.545 | 15.455 | 15.465 | 15.425 | 15.375 | 15.335 | 15.265 | 15.175 | 15.055 | 14.895 | 14.585 | 14.255 | 13.925 | 13.225 | 12.545 | 8.655 | 6.305 | 5.935
Alverdiscott / Indian Queens 132kV | Hayle 33kV | Penzance Heamoor | Primary | 11 | -5.5542 | 50.1317 | WPD Best View | Thermal headroom (MW) | 15.545 | 15.205 | 14.965 | 14.645 | 14.275 | 13.695 | 13.075 | 12.285 | 11.455 | 10.565 | 9.245 | 7.795 | 6.375 | 5.005 | 4.045 | 0.805 | -0.615 | -1.245
Alverdiscott / Indian Queens 132kV | Hayle 33kV | St Buryan | Primary | 11 | -5.6296 | 50.0831 | Consumer Transformation | Thermal headroom (MW) | 0.99 | 0.96 | 0.99 | 0.96 | 0.9 | 0.71 | 0.55 | 0.39 | 0.23 | 0.04 | -0.32 | -0.71 | -1.08 | -1.45 | -1.78 | -3.4 | -4.09 | -4.4
Alverdiscott / Indian Queens 132kV | Hayle 33kV | St Buryan | Primary | 11 | -5.6296 | 50.0831 | Leading the Way | Thermal headroom (MW) | 0.99 | 0.91 | 0.88 | 0.81 | 0.67 | 0.43 | 0.18 | -0.16 | -0.57 | -1.14 | -1.45 | -1.81 | -2.2 | -2.56 | -2.88 | -4.16 | -4.76 | -5.3
Alverdiscott / Indian Queens 132kV | Hayle 33kV | St Buryan | Primary | 11 | -5.6296 | 50.0831 | Steady Progression | Thermal headroom (MW) | 0.99 | 0.99 | 1.04 | 1.07 | 1.08 | 1.02 | 0.95 | 0.85 | 0.74 | 0.6 | 0.36 | 0.16 | -0.04 | -0.35 | -0.65 | -2.83 | -3.67 | -3.81
Alverdiscott / Indian Queens 132kV | Hayle 33kV | St Buryan | Primary | 11 | -5.6296 | 50.0831 | System Transformation | Thermal headroom (MW) | 0.99 | 0.96 | 0.99 | 0.98 | 0.95 | 0.95 | 0.94 | 0.91 | 0.87 | 0.83 | 0.61 | 0.48 | 0.26 | 0.11 | -0.12 | -2.34 | -4.48 | -5.12
Alverdiscott / Indian Queens 132kV | Hayle 33kV | St Buryan | Primary | 11 | -5.6296 | 50.0831 | WPD Best View | Thermal headroom (MW) | 0.99 | 0.91 | 0.88 | 0.81 | 0.67 | 0.43 | 0.18 | -0.16 | -0.57 | -1.14 | -1.45 | -1.81 | -2.2 | -2.56 | -2.88 | -4.16 | -4.76 | -5.3
Alverdiscott / Indian Queens 132kV | Hayle 33kV | St Ives | Primary | 11 | -5.4928 | 50.1921 | Consumer Transformation | Thermal headroom (MW) | 3.4075 | 3.2775 | 3.2075 | 3.1275 | 2.9475 | 2.6675 | 2.3775 | 1.9775 | 1.3575 | 0.6375 | -0.4925 | -1.6825 | -2.8425 | -3.9425 | -4.9825 | -9.6625 | -12.5925 | -14.0325
Alverdiscott / Indian Queens 132kV | Hayle 33kV | St Ives | Primary | 11 | -5.4928 | 50.1921 | Leading the Way | Thermal headroom (MW) | 3.4075 | 3.1375 | 2.9375 | 2.7175 | 2.3775 | 1.9175 | 1.1975 | 0.3475 | -0.5825 | -1.6225 | -2.7925 | -4.0025 | -5.2125 | -6.3325 | -7.3225 | -10.1125 | -10.8325 | -10.8925
Alverdiscott / Indian Queens 132kV | Hayle 33kV | St Ives | Primary | 11 | -5.4928 | 50.1921 | Steady Progression | Thermal headroom (MW) | 3.4075 | 3.4275 | 3.5275 | 3.6075 | 3.6775 | 3.6675 | 3.6475 | 3.6175 | 3.5375 | 3.3375 | 2.9375 | 2.5575 | 2.0875 | 1.6275 | 1.0975 | -2.2325 | -4.2125 | -4.7825
Alverdiscott / Indian Queens 132kV | Hayle 33kV | St Ives | Primary | 11 | -5.4928 | 50.1921 | System Transformation | Thermal headroom (MW) | 3.4075 | 3.3575 | 3.3675 | 3.3675 | 3.3275 | 3.3375 | 3.3375 | 3.3075 | 3.1975 | 3.0275 | 2.5875 | 2.0875 | 1.4875 | 0.8675 | 0.1875 | -3.0625 | -4.3425 | -4.4025
Alverdiscott / Indian Queens 132kV | Hayle 33kV | St Ives | Primary | 11 | -5.4928 | 50.1921 | WPD Best View | Thermal headroom (MW) | 3.4075 | 3.1375 | 2.9375 | 2.7175 | 2.3775 | 1.9175 | 1.1975 | 0.3475 | -0.5825 | -1.6225 | -2.7925 | -4.0025 | -5.2125 | -6.3325 | -7.3225 | -10.1125 | -10.8325 | -10.8925
Alverdiscott / Indian Queens 132kV | North Tawton 33kV / Pyworthy | Ashwater | Primary | 11 | -4.2897 | 50.7424 | Consumer Transformation | Thermal headroom (MW) | 2.5355 | 2.5255 | 2.3655 | 2.3455 | 2.3055 | 2.1255 | 1.9755 | 1.8155 | 1.6255 | 1.3955 | 1.0955 | 0.8155 | 0.5255 | 0.2455 | -0.0345 | -0.9645 | -1.4245 | -1.6345
Alverdiscott / Indian Queens 132kV | North Tawton 33kV / Pyworthy | Ashwater | Primary | 11 | -4.2897 | 50.7424 | Leading the Way | Thermal headroom (MW) | 2.5355 | 2.4955 | 2.2955 | 2.2455 | 2.1555 | 1.8855 | 1.5855 | 1.1955 | 0.6455 | 0.0755 | -0.1345 | -0.4745 | -0.8745 | -1.2545 | -1.6145 | -2.9045 | -3.8345 | -4.7245
Alverdiscott / Indian Queens 132kV | North Tawton 33kV / Pyworthy | Ashwater | Primary | 11 | -4.2897 | 50.7424 | Steady Progression | Thermal headroom (MW) | 2.5355 | 2.5255 | 2.3955 | 2.3955 | 2.3855 | 2.2555 | 2.1355 | 2.0255 | 1.9055 | 1.7355 | 1.4655 | 1.2455 | 1.0155 | 0.7755 | 0.5155 | -0.8845 | -1.2145 | -1.3745
Alverdiscott / Indian Queens 132kV | North Tawton 33kV / Pyworthy | Ashwater | Primary | 11 | -4.2897 | 50.7424 | System Transformation | Thermal headroom (MW) | 2.5355 | 2.5055 | 2.3355 | 2.2955 | 2.2455 | 2.1755 | 2.1155 | 2.0455 | 1.9555 | 1.8755 | 1.5555 | 1.4655 | 1.1655 | 0.9555 | 0.6255 | -1.1645 | -3.0945 | -4.0445
Alverdiscott / Indian Queens 132kV | North Tawton 33kV / Pyworthy | Ashwater | Primary | 11 | -4.2897 | 50.7424 | WPD Best View | Thermal headroom (MW) | 2.5355 | 2.5155 | 2.3855 | 2.3755 | 2.3455 | 2.1955 | 2.0555 | 1.9055 | 1.6655 | 1.3955 | 1.1455 | 0.8655 | 0.5655 | 0.2355 | -0.1145 | -1.7245 | -2.4345 | -2.9945
Alverdiscott / Indian Queens 132kV | North Tawton 33kV / Pyworthy | Clovelly | Primary | 11 | -4.4044 | 50.9838 | Consumer Transformation | Thermal headroom (MW) | 1.3575 | 1.2975 | 1.3075 | 1.2675 | 1.0375 | 0.6775 | 0.3575 | -0.1225 | -0.7125 | -1.3125 | -2.0625 | -2.8025 | -3.5325 | -4.3025 | -5.0425 | -7.6925 | -8.7425 | -9.2525
Alverdiscott / Indian Queens 132kV | North Tawton 33kV / Pyworthy | Clovelly | Primary | 11 | -4.4044 | 50.9838 | Leading the Way | Thermal headroom (MW) | 1.3575 | 1.2775 | 1.2375 | 1.1575 | 0.8375 | 0.4075 | -0.2325 | -1.0125 | -1.8925 | -2.7725 | -3.2525 | -3.7825 | -4.2525 | -4.7225 | -5.1825 | -7.3725 | -7.7625 | -7.8425
Alverdiscott / Indian Queens 132kV | North Tawton 33kV / Pyworthy | Clovelly | Primary | 11 | -4.4044 | 50.9838 | Steady Progression | Thermal headroom (MW) | 1.3575 | 1.3475 | 1.4075 | 1.4475 | 1.3475 | 1.1575 | 0.9275 | 0.7075 | 0.4075 | 0.0175 | -0.5525 | -1.0825 | -1.6425 | -2.2225 | -2.8025 | -6.5825 | -7.7025 | -8.2725
Alverdiscott / Indian Queens 132kV | North Tawton 33kV / Pyworthy | Clovelly | Primary | 11 | -4.4044 | 50.9838 | System Transformation | Thermal headroom (MW) | 1.3575 | 1.3175 | 1.3275 | 1.3175 | 1.1375 | 1.1375 | 1.1275 | 1.0875 | 1.0375 | 0.9575 | 0.7275 | 0.2775 | -0.1425 | -0.5925 | -1.0225 | -4.5225 | -7.1225 | -7.6425
Alverdiscott / Indian Queens 132kV | North Tawton 33kV / Pyworthy | Clovelly | Primary | 11 | -4.4044 | 50.9838 | WPD Best View | Thermal headroom (MW) | 1.3575 | 1.3475 | 1.4075 | 1.4475 | 1.3475 | 1.1575 | 0.9275 | 0.7075 | 0.4075 | 0.0175 | -0.5525 | -1.0825 | -1.6425 | -2.2225 | -2.8025 | -6.5825 | -7.7025 | -8.2725
Alverdiscott / Indian Queens 132kV | North Tawton 33kV / Pyworthy | East Curry | Primary | 11 | -4.4218 | 50.7122 | Consumer Transformation | Thermal headroom (MW) | 1.86 | 1.81 | 1.8 | 1.77 | 1.7 | 1.41 | 1.12 | 0.85 | 0.53 | 0.16 | -0.37 | -0.89 | -1.4 | -1.9 | -2.4 | -4.76 | -5.98 | -6.68
Alverdiscott / Indian Queens 132kV | North Tawton 33kV / Pyworthy | East Curry | Primary | 11 | -4.4218 | 50.7122 | Leading the Way | Thermal headroom (MW) | 1.86 | 1.76 | 1.69 | 1.61 | 1.47 | 1.07 | 0.55 | -0.02 | -0.63 | -1.3 | -1.67 | -2.09 | -2.49 | -2.84 | -3.19 | -5.07 | -5.78 | -6.26
Alverdiscott / Indian Queens 132kV | North Tawton 33kV / Pyworthy | East Curry | Primary | 11 | -4.4218 | 50.7122 | Steady Progression | Thermal headroom (MW) | 1.86 | 1.85 | 1.88 | 1.9 | 1.91 | 1.74 | 1.55 | 1.37 | 1.17 | 0.97 | 0.62 | 0.25 | -0.12 | -0.55 | -0.98 | -3.48 | -4.21 | -4.49
Alverdiscott / Indian Queens 132kV | North Tawton 33kV / Pyworthy | East Curry | Primary | 11 | -4.4218 | 50.7122 | System Transformation | Thermal headroom (MW) | 1.86 | 1.82 | 1.83 | 1.81 | 1.78 | 1.74 | 1.7 | 1.64 | 1.56 | 1.46 | 1.25 | 1.03 | 0.82 | 0.58 | 0.29 | -1.98 | -3.79 | -4.38
Alverdiscott / Indian Queens 132kV | North Tawton 33kV / Pyworthy | East Curry | Primary | 11 | -4.4218 | 50.7122 | WPD Best View | Thermal headroom (MW) | 1.86 | 1.78 | 1.74 | 1.68 | 1.57 | 1.18 | 0.71 | 0.2 | -0.37 | -0.99 | -1.35 | -1.76 | -2.18 | -2.56 | -2.95 | -5.05 | -5.78 | -6.21
Alverdiscott / Indian Queens 132kV | North Tawton 33kV / Pyworthy | Hatherleigh | Primary | 11 | -4.0757 | 50.8175 | Consumer Transformation | Thermal headroom (MW) | 2.64 | 2.56 | 2.53 | 2.41 | 2.3 | 1.86 | 1.47 | 1.03 | 0.53 | 0.02 | -0.9 | -1.8 | -2.74 | -3.66 | -4.51 | -8.26 | -9.67 | -10.43
Alverdiscott / Indian Queens 132kV | North Tawton 33kV / Pyworthy | Hatherleigh | Primary | 11 | -4.0757 | 50.8175 | Leading the Way | Thermal headroom (MW) | 2.64 | 2.51 | 2.42 | 2.23 | 2.05 | 1.47 | 0.75 | -0.12 | -1.17 | -2.34 | -2.88 | -3.56 | -4.32 | -5.01 | -5.61 | -8.46 | -9.62 | -10.49
Alverdiscott / Indian Queens 132kV | North Tawton 33kV / Pyworthy | Hatherleigh | Primary | 11 | -4.0757 | 50.8175 | Steady Progression | Thermal headroom (MW) | 2.64 | 2.59 | 2.62 | 2.6 | 2.6 | 2.34 | 2.02 | 1.69 | 1.35 | 0.98 | 0.43 | -0.16 | -0.8 | -1.46 | -2.14 | -7.02 | -8.73 | -9.15
Alverdiscott / Indian Queens 132kV | North Tawton 33kV / Pyworthy | Hatherleigh | Primary | 11 | -4.0757 | 50.8175 | System Transformation | Thermal headroom (MW) | 2.64 | 2.55 | 2.53 | 2.44 | 2.36 | 2.31 | 2.26 | 2.14 | 1.99 | 1.86 | 1.44 | 1.12 | 0.69 | 0.33 | -0.12 | -4.57 | -8.72 | -9.9
Alverdiscott / Indian Queens 132kV | North Tawton 33kV / Pyworthy | Hatherleigh | Primary | 11 | -4.0757 | 50.8175 | WPD Best View | Thermal headroom (MW) | 2.64 | 2.57 | 2.56 | 2.49 | 2.44 | 2.31 | 2.19 | 2.01 | 1.8 | 1.61 | 1.12 | 0.73 | 0.23 | -0.19 | -0.83 | -5.55 | -9.02 | -10.06
Alverdiscott / Indian Queens 132kV | North Tawton 33kV / Pyworthy | Holsworthy | Primary | 11 | -4.3571 | 50.805 | Consumer Transformation | Thermal headroom (MW) | 1.93 | 1.53 | 1.04 | 0.62 | 0.39 | -0.56 | -1.66 | -2.9 | -4.27 | -5.77 | -10.55 | -15.31 | -20.11 | -24.87 | -29.97 | -45.23 | -78.76 | -106.77
Alverdiscott / Indian Queens 132kV | North Tawton 33kV / Pyworthy | Holsworthy | Primary | 11 | -4.3571 | 50.805 | Leading the Way | Thermal headroom (MW) | 1.93 | 1.35 | 0.62 | -0.07 | -1.08 | -3.17 | -6.01 | -9.93 | -19.43 | -29.55 | -32.41 | -37.86 | -45.64 | -54.05 | -61.77 | -91.86 | -129.63 | -169.62
Alverdiscott / Indian Queens 132kV | North Tawton 33kV / Pyworthy | Holsworthy | Primary | 11 | -4.3571 | 50.805 | Steady Progression | Thermal headroom (MW) | 1.93 | 1.65 | 1.34 | 1.12 | 1.07 | 0.75 | 0.18 | -0.33 | -0.82 | -3.54 | -6.96 | -7.79 | -8.72 | -10.26 | -11.17 | -17.14 | -19.41 | -20.16
Alverdiscott / Indian Queens 132kV | North Tawton 33kV / Pyworthy | Holsworthy | Primary | 11 | -4.3571 | 50.805 | System Transformation | Thermal headroom (MW) | 1.93 | 1.44 | 0.86 | 0.31 | -0.1 | -0.66 | -1.57 | -2.67 | -4.04 | -4.72 | -9.09 | -9.78 | -13.54 | -15.33 | -19.18 | -36.78 | -61.47 | -77.19
Alverdiscott / Indian Queens 132kV | North Tawton 33kV / Pyworthy | Holsworthy | Primary | 11 | -4.3571 | 50.805 | WPD Best View | Thermal headroom (MW) | 1.93 | 1.65 | 1.34 | 1.12 | 1.07 | 0.75 | 0.18 | -0.33 | -0.82 | -3.54 | -6.96 | -7.79 | -8.72 | -10.26 | -11.17 | -17.13 | -19.4 | -20.15
Alverdiscott / Indian Queens 132kV | North Tawton 33kV / Pyworthy | Launceston | Primary | 11 | -4.3562 | 50.6293 | Consumer Transformation | Thermal headroom (MW) | 8.56 | 8.23 | 7.92 | 7.67 | 7.13 | 6.43 | 5.84 | 5.3 | 4.5 | 3.3 | 0.48 | -2.37 | -5.27 | -8.09 | -10.97 | -21.5 | -34.74 | -43.94
Alverdiscott / Indian Queens 132kV | North Tawton 33kV / Pyworthy | Launceston | Primary | 11 | -4.3562 | 50.6293 | Leading the Way | Thermal headroom (MW) | 8.56 | 8 | 7.44 | 6.95 | 6.04 | 5.07 | 3.92 | 2.45 | 0.51 | -1.69 | -3.72 | -6.09 | -8.57 | -11.06 | -13.35 | -19.42 | -22.31 | -23.82
Alverdiscott / Indian Queens 132kV | North Tawton 33kV / Pyworthy | Launceston | Primary | 11 | -4.3562 | 50.6293 | Steady Progression | Thermal headroom (MW) | 8.56 | 8.46 | 8.42 | 8.44 | 8.34 | 8.19 | 8.05 | 7.88 | 7.7 | 7.22 | 6.41 | 5.71 | 4.94 | 4.1 | 3.27 | -2.89 | -6.82 | -8.52
Alverdiscott / Indian Queens 132kV | North Tawton 33kV / Pyworthy | Launceston | Primary | 11 | -4.3562 | 50.6293 | System Transformation | Thermal headroom (MW) | 8.56 | 8.36 | 8.22 | 8.12 | 7.84 | 7.73 | 7.61 | 7.47 | 7.29 | 7.06 | 6.66 | 5.58 | 4.4 | 3.08 | 1.75 | -5.06 | -8.94 | -9.71
Alverdiscott / Indian Queens 132kV | North Tawton 33kV / Pyworthy | Launceston | Primary | 11 | -4.3562 | 50.6293 | WPD Best View | Thermal headroom (MW) | 8.56 | 8 | 7.44 | 6.95 | 6.04 | 5.07 | 3.92 | 2.45 | 0.51 | -1.69 | -3.72 | -6.09 | -8.57 | -11.06 | -13.35 | -19.42 | -22.31 | -23.82
Alverdiscott / Indian Queens 132kV | North Tawton 33kV / Pyworthy | Mortonhampstead | Primary | 11 | -3.766 | 50.6576 | Consumer Transformation | Thermal headroom (MW) | 3.58 | 3.53 | 3.53 | 3.5 | 3.44 | 3.26 | 3.09 | 2.92 | 2.75 | 2.5 | 2.07 | 1.6 | 1.16 | 0.72 | 0.32 | -1.54 | -2.33 | -2.7
Alverdiscott / Indian Queens 132kV | North Tawton 33kV / Pyworthy | Mortonhampstead | Primary | 11 | -3.766 | 50.6576 | Leading the Way | Thermal headroom (MW) | 3.58 | 3.51 | 3.46 | 3.39 | 3.29 | 3.03 | 2.71 | 2.33 | 1.9 | 1.43 | 1.15 | 0.79 | 0.42 | 0.09 | -0.2 | -1.33 | -1.62 | -1.79
Alverdiscott / Indian Queens 132kV | North Tawton 33kV / Pyworthy | Mortonhampstead | Primary | 11 | -3.766 | 50.6576 | Steady Progression | Thermal headroom (MW) | 3.58 | 3.56 | 3.59 | 3.6 | 3.61 | 3.52 | 3.4 | 3.28 | 3.16 | 3.01 | 2.79 | 2.56 | 2.31 | 2.05 | 1.78 | -0.42 | -1.31 | -1.51
Alverdiscott / Indian Queens 132kV | North Tawton 33kV / Pyworthy | Mortonhampstead | Primary | 11 | -3.766 | 50.6576 | System Transformation | Thermal headroom (MW) | 3.58 | 3.55 | 3.55 | 3.55 | 3.52 | 3.5 | 3.48 | 3.43 | 3.38 | 3.31 | 3.17 | 3.01 | 2.85 | 2.7 | 2.49 | 0.51 | -0.97 | -1.26
Alverdiscott / Indian Queens 132kV | North Tawton 33kV / Pyworthy | Mortonhampstead | Primary | 11 | -3.766 | 50.6576 | WPD Best View | Thermal headroom (MW) | 3.58 | 3.53 | 3.53 | 3.5 | 3.44 | 3.26 | 3.09 | 2.92 | 2.75 | 2.5 | 2.07 | 1.6 | 1.16 | 0.72 | 0.32 | -1.54 | -2.33 | -2.71
Alverdiscott / Indian Queens 132kV | North Tawton 33kV / Pyworthy | Morwenstow | Primary | 11 | -4.504 | 50.903 | Consumer Transformation | Thermal headroom (MW) | 2.0632 | 2.0232 | 2.1032 | 2.1832 | 2.2432 | 2.1832 | 2.1432 | 2.1032 | 2.0632 | 2.0132 | 1.9432 | 1.8532 | 1.7332 | 1.6132 | 1.4632 | 0.4332 | 0.2932 | 0.3332
Alverdiscott / Indian Queens 132kV | North Tawton 33kV / Pyworthy | Morwenstow | Primary | 11 | -4.504 | 50.903 | Leading the Way | Thermal headroom (MW) | 2.0632 | 1.9932 | 2.0432 | 2.0932 | 2.1232 | 2.0232 | 1.9232 | 1.7932 | 1.5132 | 1.2032 | 1.1532 | 1.0632 | 0.9332 | 0.7532 | 0.5732 | -0.1868 | -0.4768 | -0.6968
Alverdiscott / Indian Queens 132kV | North Tawton 33kV / Pyworthy | Morwenstow | Primary | 11 | -4.504 | 50.903 | Steady Progression | Thermal headroom (MW) | 2.0632 | 2.0432 | 2.1232 | 2.2032 | 2.2732 | 2.2832 | 2.2932 | 2.2932 | 2.3032 | 2.2732 | 2.1932 | 2.1432 | 2.0632 | 1.9732 | 1.8932 | 0.8132 | 0.3732 | 0.5032
Alverdiscott / Indian Queens 132kV | North Tawton 33kV / Pyworthy | Morwenstow | Primary | 11 | -4.504 | 50.903 | System Transformation | Thermal headroom (MW) | 2.0632 | 2.0132 | 2.0832 | 2.1432 | 2.2032 | 2.2532 | 2.3032 | 2.3432 | 2.3632 | 2.3932 | 2.2732 | 2.2632 | 2.1532 | 2.1232 | 2.0332 | 0.9832 | -0.5068 | -0.8468
Alverdiscott / Indian Queens 132kV | North Tawton 33kV / Pyworthy | Morwenstow | Primary | 11 | -4.504 | 50.903 | WPD Best View | Thermal headroom (MW) | 2.0632 | 2.0032 | 2.0432 | 2.0932 | 2.1232 | 2.0332 | 1.9332 | 1.8132 | 1.5832 | 1.2832 | 1.2132 | 1.1032 | 0.9532 | 0.7732 | 0.5732 | -0.2968 | -0.6168 | -0.8368
Alverdiscott / Indian Queens 132kV | North Tawton 33kV / Pyworthy | North Tawton | Primary | 11 | -3.9135 | 50.7963 | Consumer Transformation | Thermal headroom (MW) | 9.33 | 9.31 | 9.36 | 9.36 | 9.36 | 9.2 | 9.12 | 9.04 | 8.95 | 8.86 | 8.73 | 8.57 | 8.39 | 8.22 | 8 | 6.75 | 6.1 | 5.79
Alverdiscott / Indian Queens 132kV | North Tawton 33kV / Pyworthy | North Tawton | Primary | 11 | -3.9135 | 50.7963 | Leading the Way | Thermal headroom (MW) | 9.33 | 9.28 | 9.28 | 9.26 | 9.21 | 8.96 | 8.82 | 8.63 | 8.44 | 8.23 | 8.1 | 7.96 | 7.82 | 7.6 | 7.39 | 6.6 | 6.35 | 6.22
Alverdiscott / Indian Queens 132kV | North Tawton 33kV / Pyworthy | North Tawton | Primary | 11 | -3.9135 | 50.7963 | Steady Progression | Thermal headroom (MW) | 9.33 | 9.33 | 9.39 | 9.44 | 9.49 | 9.42 | 9.41 | 9.38 | 9.35 | 9.32 | 9.24 | 9.17 | 9.09 | 9.01 | 8.91 | 8.23 | 8 | 7.95
Alverdiscott / Indian Queens 132kV | North Tawton 33kV / Pyworthy | North Tawton | Primary | 11 | -3.9135 | 50.7963 | System Transformation | Thermal headroom (MW) | 9.33 | 9.32 | 9.38 | 9.4 | 9.43 | 9.37 | 9.38 | 9.37 | 9.36 | 9.34 | 9.27 | 9.19 | 9.11 | 9.03 | 8.96 | 8.53 | 7.97 | 7.87
Alverdiscott / Indian Queens 132kV | North Tawton 33kV / Pyworthy | North Tawton | Primary | 11 | -3.9135 | 50.7963 | WPD Best View | Thermal headroom (MW) | 9.33 | 9.32 | 9.38 | 9.4 | 9.43 | 9.37 | 9.38 | 9.37 | 9.36 | 9.34 | 9.27 | 9.19 | 9.11 | 9.03 | 8.96 | 8.53 | 7.98 | 7.88
Alverdiscott / Indian Queens 132kV | North Tawton 33kV / Pyworthy | Okehampton | Primary | 11 | -4.0009 | 50.7375 | Consumer Transformation | Thermal headroom (MW) | 4.69 | 4.48 | 4.44 | 4.28 | 3.72 | 2.94 | 2.43 | 1.9 | 1.31 | 0.66 | -0.64 | -1.98 | -3.31 | -4.58 | -5.8 | -11.65 | -14.77 | -16.27
Alverdiscott / Indian Queens 132kV | North Tawton 33kV / Pyworthy | Okehampton | Primary | 11 | -4.0009 | 50.7375 | Leading the Way | Thermal headroom (MW) | 4.69 | 4.32 | 4.13 | 3.83 | 3.04 | 1.87 | 1.02 | 0.08 | -1.17 | -2.47 | -3.73 | -5.06 | -6.34 | -7.47 | -8.51 | -12.48 | -13.69 | -14.3
Alverdiscott / Indian Queens 132kV | North Tawton 33kV / Pyworthy | Okehampton | Primary | 11 | -4.0009 | 50.7375 | Steady Progression | Thermal headroom (MW) | 4.69 | 4.62 | 4.72 | 4.78 | 4.58 | 4.2 | 4 | 3.78 | 3.52 | 3.25 | 2.8 | 2.33 | 1.83 | 1.18 | 0.53 | -3.84 | -6.02 | -7.12
Alverdiscott / Indian Queens 132kV | North Tawton 33kV / Pyworthy | Okehampton | Primary | 11 | -4.0009 | 50.7375 | System Transformation | Thermal headroom (MW) | 4.69 | 4.54 | 4.57 | 4.54 | 4.19 | 3.8 | 3.66 | 3.47 | 3.21 | 2.92 | 2.47 | 2.01 | 1.54 | 1.11 | 0.58 | -3.93 | -6.43 | -6.95
Alverdiscott / Indian Queens 132kV | North Tawton 33kV / Pyworthy | Okehampton | Primary | 11 | -4.0009 | 50.7375 | WPD Best View | Thermal headroom (MW) | 4.69 | 4.54 | 4.57 | 4.54 | 4.19 | 3.8 | 3.66 | 3.47 | 3.21 | 2.92 | 2.47 | 2.01 | 1.54 | 1.11 | 0.58 | -3.93 | -6.43 | -6.95
Alverdiscott / Indian Queens 132kV | North Tawton 33kV / Pyworthy | Shebbear | Primary | 11 | -4.1987 | 50.8711 | Consumer Transformation | Thermal headroom (MW) | 4.289 | 4.209 | 4.209 | 4.179 | 4.109 | 3.709 | 3.319 | 2.929 | 2.489 | 1.959 | 1.299 | 0.639 | -0.021 | -0.671 | -1.361 | -4.431 | -6.601 | -8.671
Alverdiscott / Indian Queens 132kV | North Tawton 33kV / Pyworthy | Shebbear | Primary | 11 | -4.1987 | 50.8711 | Leading the Way | Thermal headroom (MW) | 4.289 | 4.199 | 4.159 | 4.099 | 3.989 | 3.399 | 2.699 | 1.929 | 0.999 | -0.011 | -0.591 | -1.231 | -1.901 | -2.571 | -3.231 | -6.731 | -9.561 | -12.531
Alverdiscott / Indian Queens 132kV | North Tawton 33kV / Pyworthy | Shebbear | Primary | 11 | -4.1987 | 50.8711 | Steady Progression | Thermal headroom (MW) | 4.289 | 4.239 | 4.249 | 4.249 | 4.249 | 4.069 | 3.869 | 3.669 | 3.469 | 3.219 | 2.839 | 2.499 | 2.109 | 1.709 | 1.319 | -1.021 | -1.711 | -2.021
Alverdiscott / Indian Queens 132kV | North Tawton 33kV / Pyworthy | Shebbear | Primary | 11 | -4.1987 | 50.8711 | System Transformation | Thermal headroom (MW) | 4.289 | 4.209 | 4.199 | 4.169 | 4.119 | 4.069 | 4.009 | 3.849 | 3.609 | 3.489 | 3.159 | 2.929 | 2.599 | 2.309 | 1.909 | -0.591 | -3.491 | -5.231
Alverdiscott / Indian Queens 132kV | North Tawton 33kV / Pyworthy | Shebbear | Primary | 11 | -4.1987 | 50.8711 | WPD Best View | Thermal headroom (MW) | 4.289 | 4.239 | 4.249 | 4.249 | 4.249 | 4.069 | 3.869 | 3.669 | 3.469 | 3.219 | 2.839 | 2.499 | 2.109 | 1.709 | 1.319 | -1.021 | -1.711 | -2.021
Alverdiscott / Indian Queens 132kV | North Tawton 33kV / Pyworthy | Stratton | Primary | 11 | -4.5066 | 50.827 | Consumer Transformation | Thermal headroom (MW) | 10.085 | 9.655 | 9.485 | 9.125 | 8.655 | 7.815 | 7.025 | 6.175 | 4.895 | 3.015 | -0.425 | -3.875 | -7.385 | -10.805 | -14.275 | -27.985 | -44.325 | -55.985
Alverdiscott / Indian Queens 132kV | North Tawton 33kV / Pyworthy | Stratton | Primary | 11 | -4.5066 | 50.827 | Leading the Way | Thermal headroom (MW) | 10.085 | 9.425 | 9.005 | 8.385 | 7.565 | 6.165 | 4.365 | 2.355 | -0.285 | -3.575 | -5.915 | -8.625 | -11.565 | -14.525 | -17.245 | -25.415 | -29.685 | -32.525
Alverdiscott / Indian Queens 132kV | North Tawton 33kV / Pyworthy | Stratton | Primary | 11 | -4.5066 | 50.827 | Steady Progression | Thermal headroom (MW) | 10.085 | 9.925 | 9.995 | 9.955 | 9.955 | 9.705 | 9.425 | 9.055 | 8.655 | 7.645 | 6.215 | 5.265 | 4.215 | 3.015 | 1.555 | -6.665 | -11.055 | -12.825
Alverdiscott / Indian Queens 132kV | North Tawton 33kV / Pyworthy | Stratton | Primary | 11 | -4.5066 | 50.827 | System Transformation | Thermal headroom (MW) | 10.085 | 9.795 | 9.745 | 9.565 | 9.345 | 9.225 | 9.065 | 8.875 | 8.615 | 8.325 | 7.315 | 6.035 | 4.565 | 3.095 | 1.525 | -7.545 | -13.455 | -15.155
Alverdiscott / Indian Queens 132kV | North Tawton 33kV / Pyworthy | Stratton | Primary | 11 | -4.5066 | 50.827 | WPD Best View | Thermal headroom (MW) | 10.085 | 9.445 | 9.045 | 8.435 | 7.635 | 6.255 | 4.515 | 2.595 | 0.115 | -3.005 | -5.365 | -8.005 | -10.855 | -13.705 | -16.355 | -24.805 | -29.085 | -31.525
Alverdiscott / Indian Queens 132kV | North Tawton 33kV / Pyworthy | Whiddon Down | Primary | 11 | -3.8674 | 50.7179 | Consumer Transformation | Thermal headroom (MW) | 2.55 | 2.5 | 2.5 | 2.47 | 2.39 | 2.19 | 2 | 1.8 | 1.61 | 1.4 | 0.95 | 0.44 | -0.06 | -0.57 | -1.04 | -3.41 | -4.52 | -5.06
Alverdiscott / Indian Queens 132kV | North Tawton 33kV / Pyworthy | Whiddon Down | Primary | 11 | -3.8674 | 50.7179 | Leading the Way | Thermal headroom (MW) | 2.55 | 2.46 | 2.42 | 2.35 | 2.23 | 1.94 | 1.56 | 1.17 | 0.78 | 0.24 | -0.13 | -0.51 | -0.88 | -1.26 | -1.59 | -3.1 | -3.61 | -3.9
Alverdiscott / Indian Queens 132kV | North Tawton 33kV / Pyworthy | Whiddon Down | Primary | 11 | -3.8674 | 50.7179 | Steady Progression | Thermal headroom (MW) | 2.55 | 2.54 | 2.58 | 2.61 | 2.62 | 2.53 | 2.42 | 2.29 | 2.14 | 1.99 | 1.74 | 1.51 | 1.26 | 0.93 | 0.61 | -1.86 | -2.88 | -3.18
Alverdiscott / Indian Queens 132kV | North Tawton 33kV / Pyworthy | Whiddon Down | Primary | 11 | -3.8674 | 50.7179 | System Transformation | Thermal headroom (MW) | 2.55 | 2.52 | 2.54 | 2.55 | 2.52 | 2.51 | 2.49 | 2.46 | 2.4 | 2.33 | 2.16 | 1.99 | 1.81 | 1.63 | 1.48 | -0.69 | -2.45 | -2.83
Alverdiscott / Indian Queens 132kV | North Tawton 33kV / Pyworthy | Whiddon Down | Primary | 11 | -3.8674 | 50.7179 | WPD Best View | Thermal headroom (MW) | 2.55 | 2.52 | 2.54 | 2.55 | 2.52 | 2.51 | 2.49 | 2.46 | 2.4 | 2.33 | 2.16 | 1.99 | 1.81 | 1.63 | 1.48 | -0.69 | -2.45 | -2.83
Alverdiscott / Indian Queens 132kV | Rame 33kV | Rame 33kV | Bulk Supply Point | 33 |  |  | Consumer Transformation | Thermal headroom (MW) | 32.35 | 30.9428 | 30.4067 | 29.6287 | 28.0047 | 23.959 | 20.0376 | 16.241 | 11.938 | 5.9656 | -3.6435 | -13.5628 | -23.6122 | -33.504 | -43.026 | -85.1539 | -107.2895 | -118.1736
Alverdiscott / Indian Queens 132kV | Rame 33kV | Rame 33kV | Bulk Supply Point | 33 |  |  | Leading the Way | Thermal headroom (MW) | 32.35 | 29.9228 | 28.1846 | 26.3524 | 23.3296 | 17.8905 | 11.2572 | 3.2255 | -6.351 | -17.0534 | -25.5535 | -34.6308 | -43.7371 | -52.4275 | -59.8875 | -91.2025 | -101.7426 | -107.7132
Alverdiscott / Indian Queens 132kV | Rame 33kV | Rame 33kV | Bulk Supply Point | 33 |  |  | Steady Progression | Thermal headroom (MW) | 32.35 | 31.9583 | 32.4214 | 32.9516 | 33.2067 | 31.775 | 30.1014 | 28.0877 | 25.7933 | 23.147 | 18.4154 | 13.5504 | 8.0986 | 2.2484 | -3.7921 | -44.9283 | -62.898 | -70.4919
Alverdiscott / Indian Queens 132kV | Rame 33kV | Rame 33kV | Bulk Supply Point | 33 |  |  | System Transformation | Thermal headroom (MW) | 32.35 | 31.388 | 31.2207 | 31.0815 | 30.4173 | 30.1752 | 29.8077 | 29.0564 | 27.941 | 26.468 | 23.1965 | 20.0747 | 15.9878 | 10.9979 | 5.1808 | -36.4173 | -66.6978 | -73.8011
Alverdiscott / Indian Queens 132kV | Rame 33kV | Rame 33kV | Bulk Supply Point | 33 |  |  | WPD Best View | Thermal headroom (MW) | 32.35 | 29.9228 | 28.1846 | 26.3524 | 23.3296 | 17.8905 | 11.2572 | 3.2255 | -6.351 | -17.0534 | -25.5535 | -34.6308 | -43.7371 | -52.4275 | -59.8875 | -91.2025 | -101.7426 | -107.7132
Alverdiscott / Indian Queens 132kV | Rame 33kV | Constantine 33kv | Primary | 11 | -5.1851 | 50.124 | Consumer Transformation | Thermal headroom (MW) | 1.082 | 1.002 | 1.002 | 0.952 | 0.862 | 0.552 | 0.262 | -0.018 | -0.348 | -0.898 | -1.548 | -2.258 | -2.938 | -3.588 | -4.198 | -6.988 | -8.148 | -8.728
Alverdiscott / Indian Queens 132kV | Rame 33kV | Constantine 33kv | Primary | 11 | -5.1851 | 50.124 | Leading the Way | Thermal headroom (MW) | 1.082 | 0.952 | 0.892 | 0.782 | 0.602 | 0.222 | -0.278 | -0.948 | -1.638 | -2.428 | -2.908 | -3.428 | -3.928 | -4.388 | -4.798 | -6.808 | -7.388 | -7.628
Alverdiscott / Indian Queens 132kV | Rame 33kV | Constantine 33kv | Primary | 11 | -5.1851 | 50.124 | Steady Progression | Thermal headroom (MW) | 1.082 | 1.042 | 1.082 | 1.102 | 1.102 | 0.952 | 0.752 | 0.542 | 0.322 | 0.082 | -0.398 | -0.828 | -1.268 | -1.718 | -2.228 | -5.618 | -6.968 | -7.398
Alverdiscott / Indian Queens 132kV | Rame 33kV | Constantine 33kv | Primary | 11 | -5.1851 | 50.124 | System Transformation | Thermal headroom (MW) | 1.082 | 1.022 | 1.032 | 1.012 | 0.962 | 0.942 | 0.902 | 0.832 | 0.742 | 0.642 | 0.442 | 0.222 | -0.098 | -0.478 | -0.928 | -4.018 | -6.518 | -7.058
Alverdiscott / Indian Queens 132kV | Rame 33kV | Constantine 33kv | Primary | 11 | -5.1851 | 50.124 | WPD Best View | Thermal headroom (MW) | 1.082 | 0.952 | 0.892 | 0.782 | 0.602 | 0.222 | -0.278 | -0.948 | -1.638 | -2.428 | -2.908 | -3.428 | -3.928 | -4.388 | -4.798 | -6.808 | -7.388 | -7.628
Alverdiscott / Indian Queens 132kV | Rame 33kV | Falmouth Bickland Hl | Primary | 11 | -5.1009 | 50.1575 | Consumer Transformation | Thermal headroom (MW) | 6.42 | 5.91 | 5.5 | 5.04 | 4.34 | 3.38 | 2.43 | 1.51 | 0.26 | -1.38 | -3.93 | -6.52 | -9.12 | -11.65 | -14.07 | -25.99 | -33.42 | -37.13
Alverdiscott / Indian Queens 132kV | Rame 33kV | Falmouth Bickland Hl | Primary | 11 | -5.1009 | 50.1575 | Leading the Way | Thermal headroom (MW) | 6.42 | 5.55 | 4.75 | 3.94 | 2.81 | 1.31 | -0.42 | -2.49 | -4.64 | -7.06 | -9.65 | -12.41 | -15.14 | -17.81 | -20.22 | -27.89 | -30.63 | -31.89
Alverdiscott / Indian Queens 132kV | Rame 33kV | Falmouth Bickland Hl | Primary | 11 | -5.1009 | 50.1575 | Steady Progression | Thermal headroom (MW) | 6.42 | 6.3 | 6.32 | 6.37 | 6.35 | 6.13 | 5.92 | 5.67 | 5.37 | 4.94 | 4.23 | 3.39 | 2.33 | 1.18 | -0.05 | -8.18 | -13.22 | -15.05
Alverdiscott / Indian Queens 132kV | Rame 33kV | Falmouth Bickland Hl | Primary | 11 | -5.1009 | 50.1575 | System Transformation | Thermal headroom (MW) | 6.42 | 6.11 | 5.96 | 5.81 | 5.52 | 5.35 | 5.19 | 4.93 | 4.55 | 4.07 | 3.33 | 2.51 | 1.23 | -0.2 | -1.67 | -9.93 | -14.17 | -14.97
Alverdiscott / Indian Queens 132kV | Rame 33kV | Falmouth Bickland Hl | Primary | 11 | -5.1009 | 50.1575 | WPD Best View | Thermal headroom (MW) | 6.42 | 5.55 | 4.75 | 3.94 | 2.81 | 1.31 | -0.42 | -2.49 | -4.64 | -7.06 | -9.65 | -12.41 | -15.14 | -17.81 | -20.22 | -27.89 | -30.63 | -31.89
Alverdiscott / Indian Queens 132kV | Rame 33kV | Falmouth Docks | Primary | 11 | -5.0567 | 50.151 | Consumer Transformation | Thermal headroom (MW) | 6.55 | 6.45 | 6.45 | 6.38 | 6.3 | 6.17 | 5.99 | 5.8 | 5.59 | 5.37 | 4.99 | 4.48 | 3.85 | 3.2 | 2.6 | -0.91 | -3.08 | -4.23
Alverdiscott / Indian Queens 132kV | Rame 33kV | Falmouth Docks | Primary | 11 | -5.0567 | 50.151 | Leading the Way | Thermal headroom (MW) | 6.55 | 6.37 | 6.27 | 6.11 | 5.92 | 5.69 | 5.42 | 5.09 | 4.73 | 4.19 | 3.5 | 2.78 | 2.08 | 1.37 | 0.73 | -1.18 | -1.9 | -2.21
Alverdiscott / Indian Queens 132kV | Rame 33kV | Falmouth Docks | Primary | 11 | -5.0567 | 50.151 | Steady Progression | Thermal headroom (MW) | 6.55 | 6.58 | 6.71 | 6.81 | 6.91 | 6.95 | 6.98 | 7 | 6.97 | 6.9 | 6.75 | 6.6 | 6.43 | 6.23 | 6.04 | 4.4 | 2.91 | 2.51
Alverdiscott / Indian Queens 132kV | Rame 33kV | Falmouth Docks | Primary | 11 | -5.0567 | 50.151 | System Transformation | Thermal headroom (MW) | 6.55 | 6.53 | 6.6 | 6.64 | 6.67 | 6.73 | 6.78 | 6.78 | 6.74 | 6.66 | 6.52 | 6.34 | 6.17 | 5.98 | 5.82 | 4.13 | 3.18 | 3.01
Alverdiscott / Indian Queens 132kV | Rame 33kV | Falmouth Docks | Primary | 11 | -5.0567 | 50.151 | WPD Best View | Thermal headroom (MW) | 6.55 | 6.37 | 6.27 | 6.11 | 5.92 | 5.69 | 5.42 | 5.09 | 4.73 | 4.19 | 3.5 | 2.78 | 2.08 | 1.37 | 0.73 | -1.18 | -1.9 | -2.21
Alverdiscott / Indian Queens 132kV | Rame 33kV | Helston | Primary | 11 | -5.2687 | 50.1105 | Consumer Transformation | Thermal headroom (MW) | 7.685 | 7.065 | 6.845 | 6.575 | 5.975 | 5.045 | 4.155 | 3.265 | 2.365 | 1.045 | -1.435 | -3.815 | -6.225 | -8.605 | -10.925 | -20.875 | -26.715 | -29.465
Alverdiscott / Indian Queens 132kV | Rame 33kV | Helston | Primary | 11 | -5.2687 | 50.1105 | Leading the Way | Thermal headroom (MW) | 7.685 | 6.785 | 6.285 | 5.765 | 4.845 | 3.465 | 1.955 | -0.015 | -2.095 | -4.325 | -6.695 | -9.025 | -11.365 | -13.675 | -15.425 | -22.005 | -24.605 | -25.875
Alverdiscott / Indian Queens 132kV | Rame 33kV | Helston | Primary | 11 | -5.2687 | 50.1105 | Steady Progression | Thermal headroom (MW) | 7.685 | 7.345 | 7.375 | 7.405 | 7.325 | 7.035 | 6.705 | 6.325 | 5.845 | 5.345 | 4.525 | 3.695 | 2.655 | 1.585 | 0.475 | -7.115 | -10.895 | -12.435
Alverdiscott / Indian Queens 132kV | Rame 33kV | Helston | Primary | 11 | -5.2687 | 50.1105 | System Transformation | Thermal headroom (MW) | 7.685 | 7.205 | 7.115 | 7.025 | 6.745 | 6.545 | 6.335 | 6.035 | 5.665 | 5.225 | 4.515 | 3.795 | 3.075 | 1.845 | 0.355 | -7.465 | -12.395 | -13.415
Alverdiscott / Indian Queens 132kV | Rame 33kV | Helston | Primary | 11 | -5.2687 | 50.1105 | WPD Best View | Thermal headroom (MW) | 7.685 | 6.785 | 6.285 | 5.765 | 4.845 | 3.465 | 1.955 | -0.015 | -2.095 | -4.325 | -6.695 | -9.025 | -11.365 | -13.675 | -15.425 | -22.005 | -24.605 | -25.875
Alverdiscott / Indian Queens 132kV | Rame 33kV | Lanner | Primary | 11 | -5.1976 | 50.2093 | Consumer Transformation | Thermal headroom (MW) | 5.22 | 5.11 | 5.1 | 5.04 | 4.87 | 4.36 | 3.87 | 3.4 | 2.94 | 2.44 | 1.16 | -0.25 | -1.64 | -3.01 | -4.35 | -9.54 | -12.63 | -14.13
Alverdiscott / Indian Queens 132kV | Rame 33kV | Lanner | Primary | 11 | -5.1976 | 50.2093 | Leading the Way | Thermal headroom (MW) | 5.22 | 4.99 | 4.83 | 4.64 | 4.31 | 3.67 | 2.82 | 1.93 | 0.89 | -0.24 | -1.4 | -2.63 | -3.88 | -5.07 | -5.85 | -9.74 | -11.39 | -12.38
Alverdiscott / Indian Queens 132kV | Rame 33kV | Lanner | Primary | 11 | -5.1976 | 50.2093 | Steady Progression | Thermal headroom (MW) | 5.22 | 5.21 | 5.3 | 5.38 | 5.41 | 5.23 | 5.04 | 4.77 | 4.46 | 4.14 | 3.61 | 3.09 | 2.47 | 1.82 | 1.16 | -3.74 | -5.73 | -6.66
Alverdiscott / Indian Queens 132kV | Rame 33kV | Lanner | Primary | 11 | -5.1976 | 50.2093 | System Transformation | Thermal headroom (MW) | 5.22 | 5.15 | 5.18 | 5.19 | 5.12 | 5.1 | 5.05 | 4.97 | 4.85 | 4.67 | 4.32 | 3.95 | 3.56 | 2.83 | 2.14 | -2.56 | -6.32 | -7.22
Alverdiscott / Indian Queens 132kV | Rame 33kV | Lanner | Primary | 11 | -5.1976 | 50.2093 | WPD Best View | Thermal headroom (MW) | 5.22 | 4.99 | 4.83 | 4.64 | 4.31 | 3.67 | 2.82 | 1.93 | 0.89 | -0.24 | -1.4 | -2.63 | -3.88 | -5.07 | -5.85 | -9.74 | -11.39 | -12.38
Alverdiscott / Indian Queens 132kV | Rame 33kV | Mullion | Primary | 11 | -5.2091 | 50.0216 | Consumer Transformation | Thermal headroom (MW) | 3.4753 | 3.4353 | 3.4453 | 3.4353 | 3.3753 | 3.1253 | 2.9053 | 2.6953 | 2.4853 | 2.0953 | 1.5853 | 1.0853 | 0.5753 | 0.0553 | -0.3947 | -2.0647 | -3.0047 | -3.5747
Alverdiscott / Indian Queens 132kV | Rame 33kV | Mullion | Primary | 11 | -5.2091 | 50.0216 | Leading the Way | Thermal headroom (MW) | 3.4753 | 3.3953 | 3.3553 | 3.2953 | 3.1653 | 2.8953 | 2.5653 | 2.1453 | 1.5853 | 0.9453 | 0.5453 | 0.1353 | -0.2747 | -0.5747 | -0.8747 | -2.2247 | -2.5447 | -2.8147
Alverdiscott / Indian Queens 132kV | Rame 33kV | Mullion | Primary | 11 | -5.2091 | 50.0216 | Steady Progression | Thermal headroom (MW) | 3.4753 | 3.4953 | 3.5653 | 3.6253 | 3.6553 | 3.5853 | 3.4953 | 3.3753 | 3.2353 | 3.0853 | 2.7553 | 2.4053 | 2.0653 | 1.6753 | 1.2853 | -1.0747 | -1.6947 | -1.8547
Alverdiscott / Indian Queens 132kV | Rame 33kV | Mullion | Primary | 11 | -5.2091 | 50.0216 | System Transformation | Thermal headroom (MW) | 3.4753 | 3.4553 | 3.4853 | 3.4953 | 3.4853 | 3.5153 | 3.5253 | 3.5253 | 3.5053 | 3.4553 | 3.2953 | 3.1253 | 2.9353 | 2.6353 | 2.3553 | 0.2953 | -1.3647 | -1.7247
Alverdiscott / Indian Queens 132kV | Rame 33kV | Mullion | Primary | 11 | -5.2091 | 50.0216 | WPD Best View | Thermal headroom (MW) | 3.4753 | 3.3953 | 3.3553 | 3.2953 | 3.1653 | 2.8953 | 2.5653 | 2.1453 | 1.5853 | 0.9453 | 0.5453 | 0.1353 | -0.2747 | -0.5747 | -0.8747 | -2.2247 | -2.5447 | -2.8147
Alverdiscott / Indian Queens 132kV | Rame 33kV | Penryn | Primary | 11 | -5.111 | 50.1783 | Consumer Transformation | Thermal headroom (MW) | 7.29 | 7.15 | 6.85 | 6.74 | 6.54 | 6.21 | 5.88 | 5.58 | 5.28 | 4.89 | 4.12 | 3.34 | 2.57 | 1.79 | 1.07 | -2.73 | -4.78 | -5.79
Alverdiscott / Indian Queens 132kV | Rame 33kV | Penryn | Primary | 11 | -5.111 | 50.1783 | Leading the Way | Thermal headroom (MW) | 7.29 | 7.03 | 6.6 | 6.38 | 6.03 | 5.6 | 5.06 | 4.5 | 3.8 | 3.01 | 2.34 | 1.66 | 0.93 | 0.26 | -0.41 | -3.2 | -4 | -4.46
Alverdiscott / Indian Queens 132kV | Rame 33kV | Penryn | Primary | 11 | -5.111 | 50.1783 | Steady Progression | Thermal headroom (MW) | 7.29 | 7.24 | 7.08 | 7.08 | 7.06 | 6.96 | 6.85 | 6.69 | 6.51 | 6.32 | 6.01 | 5.7 | 5.32 | 4.89 | 4.42 | 1.14 | -0.37 | -1.16
Alverdiscott / Indian Queens 132kV | Rame 33kV | Penryn | Primary | 11 | -5.111 | 50.1783 | System Transformation | Thermal headroom (MW) | 7.29 | 7.19 | 6.94 | 6.88 | 6.78 | 6.75 | 6.7 | 6.64 | 6.55 | 6.44 | 6.2 | 5.95 | 5.69 | 5.45 | 5.07 | 1.6 | -0.61 | -1
Alverdiscott / Indian Queens 132kV | Rame 33kV | Penryn | Primary | 11 | -5.111 | 50.1783 | WPD Best View | Thermal headroom (MW) | 7.29 | 7.03 | 6.6 | 6.38 | 6.03 | 5.6 | 5.06 | 4.5 | 3.8 | 3.01 | 2.34 | 1.66 | 0.93 | 0.26 | -0.41 | -3.2 | -4 | -4.46
Alverdiscott / Indian Queens 132kV | Rame 33kV | St Keverne | Primary | 11 | -5.1278 | 50.0532 | Consumer Transformation | Thermal headroom (MW) | 8.85 | 8.81 | 8.86 | 8.88 | 8.85 | 8.63 | 8.4 | 8.18 | 7.87 | 7.44 | 6.88 | 6.33 | 5.74 | 5.15 | 4.56 | 2.29 | 1.46 | 1.17
Alverdiscott / Indian Queens 132kV | Rame 33kV | St Keverne | Primary | 11 | -5.1278 | 50.0532 | Leading the Way | Thermal headroom (MW) | 8.85 | 8.76 | 8.75 | 8.72 | 8.6 | 8.31 | 7.92 | 7.39 | 6.63 | 5.86 | 5.47 | 4.99 | 4.48 | 3.96 | 3.49 | 1.39 | 0.78 | 0.43
Alverdiscott / Indian Queens 132kV | Rame 33kV | St Keverne | Primary | 11 | -5.1278 | 50.0532 | Steady Progression | Thermal headroom (MW) | 8.85 | 8.84 | 8.91 | 8.96 | 9 | 8.92 | 8.82 | 8.67 | 8.53 | 8.34 | 8 | 7.59 | 7.17 | 6.74 | 6.31 | 3.25 | 2.14 | 1.51
Alverdiscott / Indian Queens 132kV | Rame 33kV | St Keverne | Primary | 11 | -5.1278 | 50.0532 | System Transformation | Thermal headroom (MW) | 8.85 | 8.82 | 8.85 | 8.88 | 8.86 | 8.88 | 8.89 | 8.86 | 8.81 | 8.74 | 8.5 | 8.34 | 7.99 | 7.61 | 7.2 | 3.81 | 1.15 | 0.45
Alverdiscott / Indian Queens 132kV | Rame 33kV | St Keverne | Primary | 11 | -5.1278 | 50.0532 | WPD Best View | Thermal headroom (MW) | 8.85 | 8.76 | 8.75 | 8.72 | 8.6 | 8.31 | 7.92 | 7.39 | 6.63 | 5.86 | 5.47 | 4.99 | 4.48 | 3.96 | 3.49 | 1.39 | 0.78 | 0.43
Alverdiscott / Indian Queens 132kV | Rame 33kV | Wheal Reeth | Primary | 11 | -5.3727 | 50.1259 | Consumer Transformation | Thermal headroom (MW) | 2.4625 | 2.4325 | 2.4425 | 2.4425 | 2.3925 | 2.1325 | 1.9025 | 1.6825 | 1.4225 | 1.1225 | 0.5825 | 0.0525 | -0.4375 | -0.9075 | -1.4175 | -3.4675 | -4.2375 | -4.5775
Alverdiscott / Indian Queens 132kV | Rame 33kV | Wheal Reeth | Primary | 11 | -5.3727 | 50.1259 | Leading the Way | Thermal headroom (MW) | 2.4625 | 2.3925 | 2.3725 | 2.3225 | 2.2225 | 1.8825 | 1.4825 | 1.0225 | 0.3725 | -0.3275 | -0.6875 | -1.1075 | -1.5275 | -1.9575 | -2.3275 | -4.3675 | -5.0575 | -5.6075
Alverdiscott / Indian Queens 132kV | Rame 33kV | Wheal Reeth | Primary | 11 | -5.3727 | 50.1259 | Steady Progression | Thermal headroom (MW) | 2.4625 | 2.4525 | 2.4825 | 2.5125 | 2.5325 | 2.3825 | 2.2125 | 2.0425 | 1.8625 | 1.6525 | 1.3225 | 0.9725 | 0.5725 | 0.1325 | -0.3075 | -3.0875 | -4.0875 | -4.6875
Alverdiscott / Indian Queens 132kV | Rame 33kV | Wheal Reeth | Primary | 11 | -5.3727 | 50.1259 | System Transformation | Thermal headroom (MW) | 2.4625 | 2.4225 | 2.4325 | 2.4225 | 2.3825 | 2.3525 | 2.3125 | 2.2625 | 2.2025 | 2.1125 | 1.8325 | 1.6425 | 1.3725 | 1.1625 | 0.7725 | -2.3675 | -4.8975 | -5.6675
Alverdiscott / Indian Queens 132kV | Rame 33kV | Wheal Reeth | Primary | 11 | -5.3727 | 50.1259 | WPD Best View | Thermal headroom (MW) | 2.4625 | 2.3925 | 2.3725 | 2.3225 | 2.2225 | 1.8825 | 1.4825 | 1.0225 | 0.3725 | -0.3275 | -0.6875 | -1.1075 | -1.5275 | -1.9575 | -2.3275 | -4.3675 | -5.0575 | -5.6075
Alverdiscott / Indian Queens 132kV | St Austell 33kV | St Austell 33kV | Bulk Supply Point | 33 |  |  | Consumer Transformation | Thermal headroom (MW) | 118.2357 | 119.6298 | 120.0421 | 120.8503 | 121.9271 | 124.5744 | 127.1267 | 129.8894 | 132.7249 | 136.1932 | 143.3388 | 150.656 | 157.8518 | 164.8995 | 171.959 | 203.9744 | 237.6328 | 261.3288
Alverdiscott / Indian Queens 132kV | St Austell 33kV | St Austell 33kV | Bulk Supply Point | 33 |  |  | Leading the Way | Thermal headroom (MW) | 118.2357 | 120.5047 | 121.8271 | 123.5756 | 125.7915 | 130.1653 | 134.4962 | 139.6943 | 146.8519 | 154.8279 | 160.7345 | 167.6156 | 175.0369 | 182.4068 | 189.1033 | 213.0137 | 226.7403 | 238.8841
Alverdiscott / Indian Queens 132kV | St Austell 33kV | St Austell 33kV | Bulk Supply Point | 33 |  |  | Steady Progression | Thermal headroom (MW) | 118.2357 | 118.9454 | 118.676 | 118.5946 | 118.4586 | 119.1424 | 119.8252 | 120.6227 | 121.57 | 122.9109 | 125.2012 | 127.3206 | 129.4876 | 131.9884 | 134.5927 | 153.7346 | 163.1782 | 167.1231
Alverdiscott / Indian Queens 132kV | St Austell 33kV | St Austell 33kV | Bulk Supply Point | 33 |  |  | System Transformation | Thermal headroom (MW) | 118.2357 | 119.2955 | 119.3345 | 119.6306 | 119.9747 | 120.1159 | 120.335 | 120.8051 | 121.5312 | 122.4124 | 124.2004 | 126.3682 | 128.8227 | 131.444 | 134.5581 | 155.9075 | 169.3631 | 172.6152
Alverdiscott / Indian Queens 132kV | St Austell 33kV | St Austell 33kV | Bulk Supply Point | 33 |  |  | WPD Best View | Thermal headroom (MW) | 118.2357 | 120.5047 | 121.8271 | 123.5756 | 125.7915 | 130.1653 | 134.4962 | 139.6943 | 146.8519 | 154.8279 | 160.7345 | 167.6156 | 175.0369 | 182.4068 | 189.1033 | 213.0137 | 226.7403 | 238.8841
Alverdiscott / Indian Queens 132kV | St Austell 33kV | Blackpool | Primary | 11 | -4.8318 | 50.3443 | Consumer Transformation | Thermal headroom (MW) | 18.795 | 18.765 | 18.775 | 18.785 | 18.775 | 18.565 | 18.395 | 18.225 | 18.065 | 17.915 | 17.615 | 17.305 | 16.985 | 16.665 | 16.365 | 15.075 | 14.345 | 13.955
Alverdiscott / Indian Queens 132kV | St Austell 33kV | Blackpool | Primary | 11 | -4.8318 | 50.3443 | Leading the Way | Thermal headroom (MW) | 18.795 | 18.695 | 18.645 | 18.585 | 18.505 | 18.195 | 17.915 | 17.635 | 17.365 | 17.055 | 16.845 | 16.615 | 16.345 | 16.095 | 15.865 | 14.875 | 14.525 | 14.225
Alverdiscott / Indian Queens 132kV | St Austell 33kV | Blackpool | Primary | 11 | -4.8318 | 50.3443 | Steady Progression | Thermal headroom (MW) | 18.795 | 18.765 | 18.765 | 18.775 | 18.775 | 18.675 | 18.575 | 18.465 | 18.365 | 18.265 | 18.095 | 17.945 | 17.785 | 17.625 | 17.455 | 16.205 | 15.755 | 15.605
Alverdiscott / Indian Queens 132kV | St Austell 33kV | Blackpool | Primary | 11 | -4.8318 | 50.3443 | System Transformation | Thermal headroom (MW) | 18.795 | 18.765 | 18.775 | 18.775 | 18.765 | 18.755 | 18.755 | 18.745 | 18.735 | 18.715 | 18.615 | 18.495 | 18.325 | 18.155 | 17.975 | 16.755 | 15.865 | 15.675
Alverdiscott / Indian Queens 132kV | St Austell 33kV | Blackpool | Primary | 11 | -4.8318 | 50.3443 | WPD Best View | Thermal headroom (MW) | 18.795 | 18.695 | 18.645 | 18.585 | 18.505 | 18.195 | 17.915 | 17.635 | 17.365 | 17.055 | 16.845 | 16.615 | 16.345 | 16.095 | 15.865 | 14.875 | 14.525 | 14.225
Alverdiscott / Indian Queens 132kV | St Austell 33kV | Bugle | Primary | 11 | -4.7944 | 50.4001 | Consumer Transformation | Thermal headroom (MW) | 26.89 | 26.81 | 26.96 | 27.07 | 27.05 | 26.2 | 25.4 | 24.57 | 23.76 | 22.85 | 21.8 | 20.73 | 19.64 | 18.61 | 17.55 | 12.48 | 8.99 | 6.15
Alverdiscott / Indian Queens 132kV | St Austell 33kV | Bugle | Primary | 11 | -4.7944 | 50.4001 | Leading the Way | Thermal headroom (MW) | 26.89 | 26.6 | 26.57 | 26.49 | 26.31 | 25.16 | 24.08 | 22.94 | 21.76 | 20.51 | 19.51 | 18.41 | 17.26 | 16.2 | 15.18 | 10.26 | 7.32 | 4.25
Alverdiscott / Indian Queens 132kV | St Austell 33kV | Bugle | Primary | 11 | -4.7944 | 50.4001 | Steady Progression | Thermal headroom (MW) | 26.89 | 26.85 | 27.04 | 27.2 | 27.35 | 27.15 | 26.97 | 26.79 | 26.55 | 26.32 | 25.85 | 25.34 | 24.84 | 24.34 | 23.76 | 19.86 | 18.56 | 18.27
Alverdiscott / Indian Queens 132kV | St Austell 33kV | Bugle | Primary | 11 | -4.7944 | 50.4001 | System Transformation | Thermal headroom (MW) | 26.89 | 26.79 | 26.96 | 27.09 | 27.15 | 27.2 | 27.27 | 27.22 | 27.04 | 26.92 | 26.51 | 26.07 | 25.59 | 25.05 | 24.48 | 20.01 | 16.1 | 14.8
Alverdiscott / Indian Queens 132kV | St Austell 33kV | Bugle | Primary | 11 | -4.7944 | 50.4001 | WPD Best View | Thermal headroom (MW) | 26.89 | 26.6 | 26.57 | 26.49 | 26.31 | 25.16 | 24.08 | 22.94 | 21.76 | 20.51 | 19.51 | 18.41 | 17.26 | 16.2 | 15.18 | 10.26 | 7.32 | 4.25
Alverdiscott / Indian Queens 132kV | St Austell 33kV | Fowey | Primary | 11 | -4.6484 | 50.3409 | Consumer Transformation | Thermal headroom (MW) | 1.8 | 1.74 | 1.68 | 1.64 | 1.56 | 1.43 | 1.3 | 1.17 | 1.01 | 0.72 | 0.24 | -0.27 | -0.74 | -1.22 | -1.63 | -4.25 | -5.59 | -6.2
Alverdiscott / Indian Queens 132kV | St Austell 33kV | Fowey | Primary | 11 | -4.6484 | 50.3409 | Leading the Way | Thermal headroom (MW) | 1.8 | 1.68 | 1.55 | 1.44 | 1.29 | 1.03 | 0.78 | 0.42 | 0.01 | -0.5 | -1.01 | -1.53 | -2.05 | -2.54 | -2.94 | -4.64 | -4.97 | -5.03
Alverdiscott / Indian Queens 132kV | St Austell 33kV | Fowey | Primary | 11 | -4.6484 | 50.3409 | Steady Progression | Thermal headroom (MW) | 1.8 | 1.8 | 1.82 | 1.85 | 1.88 | 1.84 | 1.81 | 1.77 | 1.71 | 1.64 | 1.51 | 1.37 | 1.21 | 0.96 | 0.7 | -1.16 | -2.32 | -2.96
Alverdiscott / Indian Queens 132kV | St Austell 33kV | Fowey | Primary | 11 | -4.6484 | 50.3409 | System Transformation | Thermal headroom (MW) | 1.8 | 1.78 | 1.76 | 1.77 | 1.75 | 1.73 | 1.7 | 1.66 | 1.61 | 1.51 | 1.38 | 1.23 | 1.08 | 0.84 | 0.55 | -1.64 | -2.75 | -2.89
Alverdiscott / Indian Queens 132kV | St Austell 33kV | Fowey | Primary | 11 | -4.6484 | 50.3409 | WPD Best View | Thermal headroom (MW) | 1.8 | 1.68 | 1.55 | 1.44 | 1.29 | 1.03 | 0.78 | 0.42 | 0.01 | -0.5 | -1.01 | -1.53 | -2.05 | -2.54 | -2.94 | -4.64 | -4.97 | -5.03
Alverdiscott / Indian Queens 132kV | St Austell 33kV | Mevagissey | Primary | 11 | -4.8005 | 50.2855 | Consumer Transformation | Thermal headroom (MW) | 8.62 | 8.57 | 8.6 | 8.6 | 8.55 | 8.29 | 8.04 | 7.8 | 7.58 | 7.28 | 6.74 | 6.17 | 5.63 | 5.08 | 4.53 | 2.78 | 1.85 | 1.34
Alverdiscott / Indian Queens 132kV | St Austell 33kV | Mevagissey | Primary | 11 | -4.8005 | 50.2855 | Leading the Way | Thermal headroom (MW) | 8.62 | 8.51 | 8.45 | 8.38 | 8.24 | 7.94 | 7.58 | 7.11 | 6.45 | 5.71 | 5.26 | 4.77 | 4.24 | 3.71 | 3.29 | 1.65 | 1.05 | 0.46
Alverdiscott / Indian Queens 132kV | St Austell 33kV | Mevagissey | Primary | 11 | -4.8005 | 50.2855 | Steady Progression | Thermal headroom (MW) | 8.62 | 8.62 | 8.7 | 8.77 | 8.83 | 8.75 | 8.67 | 8.54 | 8.39 | 8.2 | 7.87 | 7.51 | 7.15 | 6.77 | 6.35 | 3.84 | 3.21 | 3.06
Alverdiscott / Indian Queens 132kV | St Austell 33kV | Mevagissey | Primary | 11 | -4.8005 | 50.2855 | System Transformation | Thermal headroom (MW) | 8.62 | 8.58 | 8.62 | 8.65 | 8.64 | 8.66 | 8.66 | 8.62 | 8.57 | 8.5 | 8.25 | 8.09 | 7.83 | 7.64 | 7.26 | 4.83 | 2.7 | 1.93
Alverdiscott / Indian Queens 132kV | St Austell 33kV | Mevagissey | Primary | 11 | -4.8005 | 50.2855 | WPD Best View | Thermal headroom (MW) | 8.62 | 8.51 | 8.45 | 8.38 | 8.24 | 7.94 | 7.58 | 7.11 | 6.45 | 5.71 | 5.26 | 4.77 | 4.24 | 3.71 | 3.29 | 1.65 | 1.05 | 0.46
Alverdiscott / Indian Queens 132kV | St Austell 33kV | Par Harbour | Primary | 11 | -4.7084 | 50.3444 | Consumer Transformation | Thermal headroom (MW) | 13.963 | 13.663 | 13.393 | 12.993 | 12.403 | 11.733 | 10.993 | 10.223 | 9.473 | 8.533 | 4.483 | 0.483 | -3.527 | -7.507 | -11.817 | -27.687 | -59.977 | -85.637
Alverdiscott / Indian Queens 132kV | St Austell 33kV | Par Harbour | Primary | 11 | -4.7084 | 50.3444 | Leading the Way | Thermal headroom (MW) | 13.963 | 13.493 | 13.003 | 12.373 | 11.293 | 9.923 | 8.533 | 6.523 | 2.233 | -2.377 | -4.587 | -7.867 | -12.047 | -16.437 | -20.587 | -32.667 | -44.857 | -56.687
Alverdiscott / Indian Queens 132kV | St Austell 33kV | Par Harbour | Primary | 11 | -4.7084 | 50.3444 | Steady Progression | Thermal headroom (MW) | 13.963 | 13.853 | 13.803 | 13.683 | 13.493 | 13.343 | 13.173 | 12.993 | 12.793 | 12.293 | 11.573 | 11.193 | 10.783 | 10.273 | 9.783 | 5.323 | 2.353 | 0.923
Alverdiscott / Indian Queens 132kV | St Austell 33kV | Par Harbour | Primary | 11 | -4.7084 | 50.3444 | System Transformation | Thermal headroom (MW) | 13.963 | 13.783 | 13.643 | 13.423 | 13.103 | 12.953 | 12.773 | 12.543 | 12.233 | 11.893 | 11.453 | 10.643 | 9.823 | 9.023 | 8.003 | 2.843 | -0.087 | -0.847
Alverdiscott / Indian Queens 132kV | St Austell 33kV | Par Harbour | Primary | 11 | -4.7084 | 50.3444 | WPD Best View | Thermal headroom (MW) | 13.963 | 13.493 | 13.003 | 12.373 | 11.293 | 9.923 | 8.533 | 6.523 | 2.233 | -2.377 | -4.587 | -7.867 | -12.047 | -16.437 | -20.587 | -32.667 | -44.857 | -56.687
Alverdiscott / Indian Queens 132kV | St Austell 33kV | Sawles Road | Primary | 11 | -4.7919 | 50.3307 | Consumer Transformation | Thermal headroom (MW) | 17.04 | 16.34 | 16.27 | 16.05 | 15.86 | 15.58 | 15.37 | 15.13 | 14.88 | 14.59 | 14.03 | 13.37 | 12.77 | 12.22 | 11.68 | 8.5 | 6.85 | 6.13
Alverdiscott / Indian Queens 132kV | St Austell 33kV | Sawles Road | Primary | 11 | -4.7919 | 50.3307 | Leading the Way | Thermal headroom (MW) | 17.04 | 16.2 | 16.03 | 15.71 | 15.47 | 15.07 | 14.67 | 14.24 | 13.69 | 13.07 | 12.38 | 11.69 | 11.07 | 10.47 | 9.95 | 7.9 | 7.42 | 7.2
Alverdiscott / Indian Queens 132kV | St Austell 33kV | Sawles Road | Primary | 11 | -4.7919 | 50.3307 | Steady Progression | Thermal headroom (MW) | 17.04 | 16.51 | 16.54 | 16.47 | 16.47 | 16.39 | 16.32 | 16.24 | 16.17 | 16.09 | 15.92 | 15.74 | 15.56 | 15.38 | 15.19 | 13.37 | 12.3 | 11.78
Alverdiscott / Indian Queens 132kV | St Austell 33kV | Sawles Road | Primary | 11 | -4.7919 | 50.3307 | System Transformation | Thermal headroom (MW) | 17.04 | 16.41 | 16.4 | 16.27 | 16.21 | 16.16 | 16.14 | 16.1 | 16.03 | 15.92 | 15.73 | 15.52 | 15.32 | 15.14 | 14.98 | 12.69 | 11.58 | 11.42
Alverdiscott / Indian Queens 132kV | St Austell 33kV | Sawles Road | Primary | 11 | -4.7919 | 50.3307 | WPD Best View | Thermal headroom (MW) | 17.04 | 16.2 | 16.03 | 15.71 | 15.47 | 15.07 | 14.67 | 14.24 | 13.69 | 13.07 | 12.38 | 11.69 | 11.07 | 10.47 | 9.95 | 7.9 | 7.42 | 7.2
Alverdiscott / Indian Queens 132kV | St Austell 33kV | St Austell | Primary | 11 | -4.7895 | 50.3498 | Consumer Transformation | Thermal headroom (MW) | 12.082 | 11.662 | 11.122 | 10.462 | 9.852 | 8.872 | 7.902 | 6.602 | 5.222 | 3.692 | 1.482 | -0.718 | -2.878 | -4.948 | -6.948 | -17.658 | -24.468 | -28.088
Alverdiscott / Indian Queens 132kV | St Austell 33kV | St Austell | Primary | 11 | -4.7895 | 50.3498 | Leading the Way | Thermal headroom (MW) | 12.082 | 11.362 | 10.462 | 9.392 | 8.262 | 6.522 | 4.782 | 2.892 | 0.952 | -1.218 | -3.558 | -6.048 | -8.398 | -10.648 | -12.748 | -20.078 | -22.998 | -24.958
Alverdiscott / Indian Queens 132kV | St Austell 33kV | St Austell | Primary | 11 | -4.7895 | 50.3498 | Steady Progression | Thermal headroom (MW) | 12.082 | 12.012 | 11.872 | 11.692 | 11.652 | 11.452 | 11.232 | 10.942 | 10.582 | 9.982 | 9.122 | 8.262 | 7.382 | 6.432 | 5.462 | -0.858 | -4.678 | -6.328
Alverdiscott / Indian Queens 132kV | St Austell 33kV | St Austell | Primary | 11 | -4.7895 | 50.3498 | System Transformation | Thermal headroom (MW) | 12.082 | 11.882 | 11.562 | 11.182 | 10.932 | 10.772 | 10.532 | 10.192 | 9.772 | 9.292 | 8.562 | 7.642 | 6.582 | 5.462 | 4.252 | -2.848 | -6.558 | -7.598
Alverdiscott / Indian Queens 132kV | St Austell 33kV | St Austell | Primary | 11 | -4.7895 | 50.3498 | WPD Best View | Thermal headroom (MW) | 12.082 | 11.362 | 10.462 | 9.392 | 8.262 | 6.522 | 4.782 | 2.892 | 0.952 | -1.218 | -3.558 | -6.048 | -8.398 | -10.648 | -12.748 | -20.078 | -22.998 | -24.958
Alverdiscott / Indian Queens 132kV | St Austell 33kV | Trebal | Primary | 11 | -4.762 | 50.3746 | Consumer Transformation | Thermal headroom (MW) | 1.81 | 1.82 | 1.87 | 1.9 | 1.95 | 2 | 2.04 | 2.09 | 2.13 | 2.17 | 2.22 | 2.26 | 2.3 | 2.35 | 2.39 | 2.58 | 2.76 | 2.92
Alverdiscott / Indian Queens 132kV | St Austell 33kV | Trebal | Primary | 11 | -4.762 | 50.3746 | Leading the Way | Thermal headroom (MW) | 1.81 | 1.82 | 1.87 | 1.9 | 1.95 | 1.99 | 2.04 | 2.09 | 2.13 | 2.17 | 2.22 | 2.26 | 2.3 | 2.35 | 2.39 | 2.58 | 2.76 | 2.92
Alverdiscott / Indian Queens 132kV | St Austell 33kV | Trebal | Primary | 11 | -4.762 | 50.3746 | Steady Progression | Thermal headroom (MW) | 1.81 | 1.82 | 1.87 | 1.91 | 1.95 | 2 | 2.04 | 2.09 | 2.13 | 2.18 | 2.22 | 2.26 | 2.3 | 2.35 | 2.39 | 2.58 | 2.76 | 2.92
Alverdiscott / Indian Queens 132kV | St Austell 33kV | Trebal | Primary | 11 | -4.762 | 50.3746 | System Transformation | Thermal headroom (MW) | 1.81 | 1.82 | 1.87 | 1.9 | 1.95 | 2 | 2.04 | 2.09 | 2.13 | 2.17 | 2.22 | 2.26 | 2.3 | 2.35 | 2.39 | 2.58 | 2.76 | 2.92
Alverdiscott / Indian Queens 132kV | St Austell 33kV | Trebal | Primary | 11 | -4.762 | 50.3746 | WPD Best View | Thermal headroom (MW) | 1.81 | 1.82 | 1.87 | 1.9 | 1.95 | 1.99 | 2.04 | 2.09 | 2.13 | 2.17 | 2.22 | 2.26 | 2.3 | 2.35 | 2.39 | 2.58 | 2.76 | 2.92
Alverdiscott / Indian Queens 132kV | St Tudy 33kV | St Tudy 33kV | Bulk Supply Point | 33 |  |  | Consumer Transformation | Thermal headroom (MW) | 6.1182 | 5.1878 | 4.9642 | 4.4882 | 3.3128 | 0.085781 | -3.0068 | -5.9857 | -9.6651 | -14.5475 | -23.5521 | -32.6485 | -41.7999 | -50.7132 | -59.7738 | -94.3378 | -129.5295 | -154.8884
Alverdiscott / Indian Queens 132kV | St Tudy 33kV | St Tudy 33kV | Bulk Supply Point | 33 |  |  | Leading the Way | Thermal headroom (MW) | 6.1182 | 4.4954 | 3.4869 | 2.3392 | 0.16785 | -3.9564 | -8.9662 | -15.3413 | -23.4464 | -32.2641 | -38.5436 | -45.8313 | -53.5538 | -61.0908 | -68.0313 | -94.0015 | -106.3857 | -116.0172
Alverdiscott / Indian Queens 132kV | St Tudy 33kV | St Tudy 33kV | Bulk Supply Point | 33 |  |  | Steady Progression | Thermal headroom (MW) | 6.1182 | 5.8136 | 6.204 | 6.5671 | 6.6575 | 5.6215 | 4.4149 | 3.094 | 1.6076 | -0.82786 | -4.7381 | -8.0456 | -11.7451 | -15.9695 | -20.0252 | -48.3988 | -61.1532 | -66.9213
Alverdiscott / Indian Queens 132kV | St Tudy 33kV | St Tudy 33kV | Bulk Supply Point | 33 |  |  | System Transformation | Thermal headroom (MW) | 6.1182 |  | 5.5069 | 5.4712 | 4.9832 | 4.8325 | 4.572 | 3.9351 |  | 2.1096 | 0.0071904 |  | -6.8534 | -10.9287 |  | -45.7544 |  | -74.9589
Alverdiscott / Indian Queens 132kV | St Tudy 33kV | St Tudy 33kV | Bulk Supply Point | 33 |  |  | WPD Best View | Thermal headroom (MW) | 6.1182 | 4.4954 | 3.4869 | 2.3392 | 0.16785 | -3.9564 | -8.9662 | -15.3413 | -23.4464 | -32.2641 | -38.5436 | -45.8313 | -53.5538 | -61.0908 | -68.0313 | -94.0015 | -106.3857 | -116.0172
Alverdiscott / Indian Queens 132kV | St Tudy 33kV | Bodmin | Primary | 11 | -4.7339 | 50.4734 | Consumer Transformation | Thermal headroom (MW) | 10.63 | 10.31 | 10.07 | 9.9 | 9.24 | 8.51 | 7.82 | 7.19 | 6.46 | 5.27 | 2.41 | -0.48 | -3.4 | -6.3 | -9.24 | -20.32 | -34.19 | -43.93
Alverdiscott / Indian Queens 132kV | St Tudy 33kV | Bodmin | Primary | 11 | -4.7339 | 50.4734 | Leading the Way | Thermal headroom (MW) | 10.63 | 10.04 | 9.51 | 9.09 | 7.98 | 6.9 | 5.64 | 4.14 | 2.13 | -0.1 | -2.23 | -4.67 | -7.3 | -9.92 | -12.31 | -18.98 | -22.3 | -24.45
Alverdiscott / Indian Queens 132kV | St Tudy 33kV | Bodmin | Primary | 11 | -4.7339 | 50.4734 | Steady Progression | Thermal headroom (MW) | 10.63 | 10.57 | 10.59 | 10.7 | 10.5 | 10.38 | 10.22 | 10.04 | 9.84 | 9.35 | 8.55 | 7.98 | 7.24 | 6.4 | 5.61 | -0.34 | -4.18 | -5.77
Alverdiscott / Indian Queens 132kV | St Tudy 33kV | Bodmin | Primary | 11 | -4.7339 | 50.4734 | System Transformation | Thermal headroom (MW) | 10.63 | 10.47 | 10.37 | 10.38 | 9.97 | 9.86 | 9.72 | 9.56 | 9.34 | 9.07 | 8.61 | 7.76 | 6.63 | 5.4 | 4.09 | -2.52 | -6.33 | -7.2
Alverdiscott / Indian Queens 132kV | St Tudy 33kV | Bodmin | Primary | 11 | -4.7339 | 50.4734 | WPD Best View | Thermal headroom (MW) | 10.63 | 10.04 | 9.51 | 9.09 | 7.98 | 6.9 | 5.64 | 4.14 | 2.13 | -0.1 | -2.23 | -4.67 | -7.3 | -9.92 | -12.31 | -18.98 | -22.3 | -24.45
Alverdiscott / Indian Queens 132kV | St Tudy 33kV | Callywith | Primary | 11 | -4.7012 | 50.4779 | Consumer Transformation | Thermal headroom (MW) | 7.72 | 7.58 | 7.54 | 7.46 | 7.31 | 7.05 | 6.8 | 6.55 | 6.28 | 5.99 | 5.69 | 5.35 | 5.02 | 4.68 | 4.39 | 2.77 | 2.34 | 2.31
Alverdiscott / Indian Queens 132kV | St Tudy 33kV | Callywith | Primary | 11 | -4.7012 | 50.4779 | Leading the Way | Thermal headroom (MW) | 7.72 | 7.56 | 7.46 | 7.34 | 7.13 | 6.84 | 6.51 | 6.13 | 5.7 | 5.3 | 5.01 | 4.68 | 4.31 | 4.02 | 3.78 | 3.01 | 2.95 | 3.23
Alverdiscott / Indian Queens 132kV | St Tudy 33kV | Callywith | Primary | 11 | -4.7012 | 50.4779 | Steady Progression | Thermal headroom (MW) | 7.72 | 7.66 | 7.7 | 7.75 | 7.77 | 7.75 | 7.74 | 7.72 | 7.7 | 7.59 | 7.47 | 7.37 | 7.26 | 7.17 | 7.03 | 5.74 | 4.98 | 4.95
Alverdiscott / Indian Queens 132kV | St Tudy 33kV | Callywith | Primary | 11 | -4.7012 | 50.4779 | System Transformation | Thermal headroom (MW) | 7.72 | 7.64 | 7.66 | 7.68 | 7.66 | 7.65 | 7.65 | 7.53 | 7.41 | 7.32 | 7.24 | 7.07 | 6.9 | 6.74 | 6.53 | 5.2 | 4.47 | 4.63
Alverdiscott / Indian Queens 132kV | St Tudy 33kV | Callywith | Primary | 11 | -4.7012 | 50.4779 | WPD Best View | Thermal headroom (MW) | 7.72 | 7.56 | 7.46 | 7.34 | 7.13 | 6.84 | 6.51 | 6.13 | 5.7 | 5.3 | 5.01 | 4.68 | 4.31 | 4.02 | 3.78 | 3.01 | 2.95 | 3.23
Alverdiscott / Indian Queens 132kV | St Tudy 33kV | Davidstow | Primary | 11 | -4.6181 | 50.6551 | Consumer Transformation | Thermal headroom (MW) | 0.4408 | 0.4208 | 0.4508 | 0.4708 | 0.4508 | 0.1208 | -0.1992 | -0.5092 | -0.8292 | -1.2192 | -1.7992 | -2.3792 | -2.9492 | -3.4692 | -3.9792 | -6.6392 | -8.7892 | -10.8492
Alverdiscott / Indian Queens 132kV | St Tudy 33kV | Davidstow | Primary | 11 | -4.6181 | 50.6551 | Leading the Way | Thermal headroom (MW) | 0.4408 | 0.3808 | 0.3808 | 0.3808 | 0.3108 | -0.1592 | -0.6792 | -1.2592 | -1.9192 | -2.7292 | -3.3192 | -3.9592 | -4.5992 | -5.2492 | -5.8492 | -8.9792 | -11.6692 | -14.5892
Alverdiscott / Indian Queens 132kV | St Tudy 33kV | Davidstow | Primary | 11 | -4.6181 | 50.6551 | Steady Progression | Thermal headroom (MW) | 0.4408 | 0.4308 | 0.4808 | 0.5308 | 0.5608 | 0.4908 | 0.4208 | 0.3108 | 0.2008 | 0.0608 | -0.1892 | -0.3792 | -0.6592 | -0.9892 | -1.2992 | -3.0292 | -3.5292 | -3.6892
Alverdiscott / Indian Queens 132kV | St Tudy 33kV | Davidstow | Primary | 11 | -4.6181 | 50.6551 | System Transformation | Thermal headroom (MW) | 0.4408 | 0.4108 | 0.4408 | 0.4508 | 0.4408 | 0.4508 | 0.4508 | 0.3508 | 0.1708 | 0.1108 | -0.1492 | -0.3092 | -0.5592 | -0.7192 | -1.0592 | -3.0892 | -5.6092 | -7.1892
Alverdiscott / Indian Queens 132kV | St Tudy 33kV | Davidstow | Primary | 11 | -4.6181 | 50.6551 | WPD Best View | Thermal headroom (MW) | 0.4408 | 0.3808 | 0.3808 | 0.3808 | 0.3108 | -0.1592 | -0.6792 | -1.2592 | -1.9192 | -2.7292 | -3.3192 | -3.9592 | -4.5992 | -5.2492 | -5.8492 | -8.9792 | -11.6692 | -14.5892
Alverdiscott / Indian Queens 132kV | St Tudy 33kV | Delabole | Primary | 11 | -4.7131 | 50.6269 | Consumer Transformation | Thermal headroom (MW) | 6.17 | 5.97 | 5.94 | 5.81 | 5.65 | 5.07 | 4.51 | 3.96 | 3.05 | 2.12 | 0.92 | -0.29 | -1.51 | -2.71 | -3.88 | -8.4 | -10.48 | -11.56
Alverdiscott / Indian Queens 132kV | St Tudy 33kV | Delabole | Primary | 11 | -4.7131 | 50.6269 | Leading the Way | Thermal headroom (MW) | 6.17 | 5.82 | 5.66 | 5.41 | 5.09 | 4.42 | 3.47 | 2.19 | 0.86 | -0.53 | -1.37 | -2.27 | -3.21 | -4.1 | -4.87 | -8.61 | -9.48 | -9.92
Alverdiscott / Indian Queens 132kV | St Tudy 33kV | Delabole | Primary | 11 | -4.7131 | 50.6269 | Steady Progression | Thermal headroom (MW) | 6.17 | 6.08 | 6.14 | 6.17 | 6.2 | 5.92 | 5.58 | 5.23 | 4.81 | 4.23 | 3.35 | 2.54 | 1.73 | 0.83 | -0.06 | -5.76 | -7.7 | -8.57
Alverdiscott / Indian Queens 132kV | St Tudy 33kV | Delabole | Primary | 11 | -4.7131 | 50.6269 | System Transformation | Thermal headroom (MW) | 6.17 | 6 | 6 | 5.95 | 5.87 | 5.85 | 5.8 | 5.73 | 5.62 | 5.47 | 5.11 | 4.54 | 3.86 | 3.14 | 2.42 | -3.07 | -7.2 | -8.19
Alverdiscott / Indian Queens 132kV | St Tudy 33kV | Delabole | Primary | 11 | -4.7131 | 50.6269 | WPD Best View | Thermal headroom (MW) | 6.17 | 5.82 | 5.66 | 5.41 | 5.09 | 4.42 | 3.47 | 2.19 | 0.86 | -0.53 | -1.37 | -2.27 | -3.21 | -4.1 | -4.87 | -8.61 | -9.48 | -9.92
Alverdiscott / Indian Queens 132kV | St Tudy 33kV | Laneast | Primary | 11 | -4.4828 | 50.6178 | Consumer Transformation | Thermal headroom (MW) | 3.16 | 3.12 | 3.11 | 3.08 | 3 | 2.68 | 2.38 | 2.09 | 1.76 | 1.28 | -0.46 | -2.19 | -3.93 | -5.67 | -7.52 | -12.61 | -22.53 | -30.36
Alverdiscott / Indian Queens 132kV | St Tudy 33kV | Laneast | Primary | 11 | -4.4828 | 50.6178 | Leading the Way | Thermal headroom (MW) | 3.16 | 3.09 | 3.04 | 2.97 | 2.81 | 2.4 | 1.9 | 1.25 | 0.14 | -1.1 | -1.87 | -2.93 | -4.12 | -5.32 | -6.5 | -9.7 | -11.83 | -13.55
Alverdiscott / Indian Queens 132kV | St Tudy 33kV | Laneast | Primary | 11 | -4.4828 | 50.6178 | Steady Progression | Thermal headroom (MW) | 3.16 | 3.15 | 3.17 | 3.2 | 3.2 | 3.05 | 2.88 | 2.7 | 2.51 | 2.05 | 1.41 | 1.04 | 0.67 | 0.17 | -0.26 | -3.76 | -5.48 | -6.45
Alverdiscott / Indian Queens 132kV | St Tudy 33kV | Laneast | Primary | 11 | -4.4828 | 50.6178 | System Transformation | Thermal headroom (MW) | 3.16 | 3.13 | 3.13 | 3.13 | 3.09 | 3.07 | 3.04 | 2.99 | 2.92 | 2.83 | 2.64 | 2.07 | 1.51 | 0.94 | 0.29 | -3.27 | -6.06 | -6.85
Alverdiscott / Indian Queens 132kV | St Tudy 33kV | Laneast | Primary | 11 | -4.4828 | 50.6178 | WPD Best View | Thermal headroom (MW) | 3.16 | 3.09 | 3.04 | 2.97 | 2.81 | 2.4 | 1.9 | 1.25 | 0.14 | -1.1 | -1.87 | -2.93 | -4.12 | -5.32 | -6.5 | -9.7 | -11.83 | -13.55
Alverdiscott / Indian Queens 132kV | St Tudy 33kV | Polzeath | Primary | 11 | -4.867 | 50.5701 | Consumer Transformation | Thermal headroom (MW) | 5.15 | 5.1 | 5.13 | 5.16 | 5.15 | 4.92 | 4.69 | 4.47 | 4.25 | 3.83 | 3.27 | 2.68 | 2.11 | 1.57 | 1.04 | -1.24 | -2.12 | -2.42
Alverdiscott / Indian Queens 132kV | St Tudy 33kV | Polzeath | Primary | 11 | -4.867 | 50.5701 | Leading the Way | Thermal headroom (MW) | 5.15 | 5.01 | 4.96 | 4.9 | 4.79 | 4.52 | 4.21 | 3.75 | 3 | 2.22 | 1.81 | 1.29 | 0.72 | 0.2 | -0.25 | -2.3 | -2.75 | -2.99
Alverdiscott / Indian Queens 132kV | St Tudy 33kV | Polzeath | Primary | 11 | -4.867 | 50.5701 | Steady Progression | Thermal headroom (MW) | 5.15 | 5.15 | 5.24 | 5.32 | 5.4 | 5.35 | 5.29 | 5.22 | 5.09 | 4.94 | 4.64 | 4.35 | 3.94 | 3.48 | 3.04 | 0.11 | -0.93 | -1.41
Alverdiscott / Indian Queens 132kV | St Tudy 33kV | Polzeath | Primary | 11 | -4.867 | 50.5701 | System Transformation | Thermal headroom (MW) | 5.15 | 5.12 | 5.17 | 5.21 | 5.23 | 5.28 | 5.31 | 5.32 | 5.3 | 5.28 | 5.05 | 4.92 | 4.62 | 4.24 | 3.82 | 0.44 | -2.12 | -2.76
Alverdiscott / Indian Queens 132kV | St Tudy 33kV | Polzeath | Primary | 11 | -4.867 | 50.5701 | WPD Best View | Thermal headroom (MW) | 5.15 | 5.01 | 4.96 | 4.9 | 4.79 | 4.52 | 4.21 | 3.75 | 3 | 2.22 | 1.81 | 1.29 | 0.72 | 0.2 | -0.25 | -2.3 | -2.75 | -2.99
Alverdiscott / Indian Queens 132kV | St Tudy 33kV | St Tudy | Primary | 11 | -4.7235 | 50.5347 | Consumer Transformation | Thermal headroom (MW) | 9.65 | 9.6 | 9.61 | 9.59 | 9.54 | 9.26 | 8.98 | 8.73 | 8.38 | 7.96 | 7.43 | 6.92 | 6.4 | 5.91 | 5.39 | 3.01 | 1.98 | 1.42
Alverdiscott / Indian Queens 132kV | St Tudy 33kV | St Tudy | Primary | 11 | -4.7235 | 50.5347 | Leading the Way | Thermal headroom (MW) | 9.65 | 9.54 | 9.48 | 9.39 | 9.27 | 8.94 | 8.49 | 7.95 | 7.31 | 6.67 | 6.3 | 5.93 | 5.55 | 5.18 | 4.85 | 2.8 | 2.34 | 2.06
Alverdiscott / Indian Queens 132kV | St Tudy 33kV | St Tudy | Primary | 11 | -4.7235 | 50.5347 | Steady Progression | Thermal headroom (MW) | 9.65 | 9.63 | 9.67 | 9.69 | 9.71 | 9.58 | 9.42 | 9.26 | 9.09 | 8.93 | 8.55 | 8.18 | 7.77 | 7.36 | 6.95 | 4.15 | 3.11 | 2.51
Alverdiscott / Indian Queens 132kV | St Tudy 33kV | St Tudy | Primary | 11 | -4.7235 | 50.5347 | System Transformation | Thermal headroom (MW) | 9.65 | 9.61 | 9.62 | 9.6 | 9.58 | 9.58 | 9.57 | 9.54 | 9.5 | 9.43 | 9.25 | 9.07 | 8.85 | 8.53 | 8.22 | 5.29 | 3.1 | 2.62
Alverdiscott / Indian Queens 132kV | St Tudy 33kV | St Tudy | Primary | 11 | -4.7235 | 50.5347 | WPD Best View | Thermal headroom (MW) | 9.65 | 9.54 | 9.48 | 9.39 | 9.27 | 8.94 | 8.49 | 7.95 | 7.31 | 6.67 | 6.3 | 5.93 | 5.55 | 5.18 | 4.85 | 2.8 | 2.34 | 2.06
Alverdiscott / Indian Queens 132kV | St Tudy 33kV | Wadebridge | Primary | 11 | -4.8142 | 50.522 | Consumer Transformation | Thermal headroom (MW) | 7.23 | 6.99 | 6.85 | 6.66 | 6.34 | 5.89 | 5.48 | 5.09 | 4.51 | 3.74 | 2.68 | 1.56 | 0.44 | -0.64 | -1.66 | -6.87 | -9.67 | -10.97
Alverdiscott / Indian Queens 132kV | St Tudy 33kV | Wadebridge | Primary | 11 | -4.8142 | 50.522 | Leading the Way | Thermal headroom (MW) | 7.23 | 6.84 | 6.54 | 6.22 | 5.7 | 5.12 | 4.47 | 3.5 | 2.5 | 1.37 | 0.27 | -0.91 | -2.08 | -3.19 | -4.2 | -7.79 | -8.81 | -9.15
Alverdiscott / Indian Queens 132kV | St Tudy 33kV | Wadebridge | Primary | 11 | -4.8142 | 50.522 | Steady Progression | Thermal headroom (MW) | 7.23 | 7.14 | 7.17 | 7.2 | 7.19 | 7.07 | 6.95 | 6.82 | 6.66 | 6.48 | 6.16 | 5.65 | 5.15 | 4.57 | 4 | 0.11 | -2.16 | -3.14
Alverdiscott / Indian Queens 132kV | St Tudy 33kV | Wadebridge | Primary | 11 | -4.8142 | 50.522 | System Transformation | Thermal headroom (MW) | 7.23 | 7.08 | 7.03 | 6.98 | 6.86 | 6.76 | 6.67 | 6.56 | 6.41 | 6.21 | 5.91 | 5.58 | 4.99 | 4.33 | 3.66 | -0.78 | -3.09 | -3.45
Alverdiscott / Indian Queens 132kV | St Tudy 33kV | Wadebridge | Primary | 11 | -4.8142 | 50.522 | WPD Best View | Thermal headroom (MW) | 7.23 | 6.84 | 6.54 | 6.22 | 5.7 | 5.12 | 4.47 | 3.5 | 2.5 | 1.37 | 0.27 | -0.91 | -2.08 | -3.19 | -4.2 | -7.79 | -8.81 | -9.15
Alverdiscott / Indian Queens 132kV | Truro 33kV | Truro 33kV | Bulk Supply Point | 33 |  |  | Consumer Transformation | Thermal headroom (MW) | 31.11 | 30.5003 | 30.4308 | 29.6999 | 28.4012 | 26.0061 | 23.6961 | 21.4615 | 19.1897 | 16.3069 | 11.9485 | 7.3098 | 2.6341 | -1.9255 | -6.3332 | -24.9885 | -34.4753 | -39.0358
Alverdiscott / Indian Queens 132kV | Truro 33kV | Truro 33kV | Bulk Supply Point | 33 |  |  | Leading the Way | Thermal headroom (MW) | 31.11 | 29.9995 | 29.3014 | 27.9348 | 25.8147 | 22.741 | 19.4851 | 15.7549 | 11.4177 | 6.4328 | 2.6108 | -1.5292 | -5.764 | -9.7546 | -13.1307 | -26.6873 | -30.8337 | -33.0704
Alverdiscott / Indian Queens 132kV | Truro 33kV | Truro 33kV | Bulk Supply Point | 33 |  |  | Steady Progression | Thermal headroom (MW) | 31.11 | 30.9553 | 31.2726 | 31.3038 | 31.0634 | 30.19 | 29.3126 | 28.291 | 27.1439 | 25.7706 | 23.4485 | 21.0966 | 18.663 | 16.057 | 13.1937 | -6.3251 | -14.2935 | -16.8913
Alverdiscott / Indian Queens 132kV | Truro 33kV | Truro 33kV | Bulk Supply Point | 33 |  |  | System Transformation | Thermal headroom (MW) | 31.11 | 30.7228 | 30.8127 | 30.5363 | 29.8169 | 29.6537 | 29.3398 | 28.9174 | 28.3567 | 27.5867 | 25.9182 | 24.2294 | 22.1114 | 19.5262 | 16.7367 | -2.4701 | -16.2952 | -18.95
Alverdiscott / Indian Queens 132kV | Truro 33kV | Truro 33kV | Bulk Supply Point | 33 |  |  | WPD Best View | Thermal headroom (MW) | 31.11 | 29.9995 | 29.3014 | 27.9348 | 25.8147 | 22.741 | 19.4851 | 15.7549 | 11.4177 | 6.4328 | 2.6108 | -1.5292 | -5.764 | -9.7546 | -13.1307 | -26.6873 | -30.8337 | -33.0704
Alverdiscott / Indian Queens 132kV | Truro 33kV | Devoran | Primary | 11 | -5.1003 | 50.2184 | Consumer Transformation | Thermal headroom (MW) | 1.8175 | 1.7475 | 1.7175 | 1.5975 | 1.4875 | 1.2175 | 0.9475 | 0.6975 | 0.4375 | 0.1875 | -0.2425 | -0.8225 | -1.3825 | -1.9425 | -2.4925 | -5.5325 | -7.0525 | -7.7625
Alverdiscott / Indian Queens 132kV | Truro 33kV | Devoran | Primary | 11 | -5.1003 | 50.2184 | Leading the Way | Thermal headroom (MW) | 1.8175 | 1.6875 | 1.5875 | 1.3975 | 1.2075 | 0.8375 | 0.3775 | -0.1225 | -0.6325 | -1.2525 | -1.7125 | -2.1825 | -2.6925 | -3.1525 | -3.6125 | -5.9425 | -6.6325 | -7.0325
Alverdiscott / Indian Queens 132kV | Truro 33kV | Devoran | Primary | 11 | -5.1003 | 50.2184 | Steady Progression | Thermal headroom (MW) | 1.8175 | 1.7975 | 1.8275 | 1.8275 | 1.8275 | 1.7075 | 1.5775 | 1.4375 | 1.2675 | 1.0875 | 0.7975 | 0.4975 | 0.2075 | -0.1325 | -0.5125 | -3.1925 | -4.3525 | -5.0525
Alverdiscott / Indian Queens 132kV | Truro 33kV | Devoran | Primary | 11 | -5.1003 | 50.2184 | System Transformation | Thermal headroom (MW) | 1.8175 | 1.7675 | 1.7775 | 1.7275 | 1.6775 | 1.6475 | 1.6075 | 1.5375 | 1.4675 | 1.3375 | 1.1475 | 0.9275 | 0.7175 | 0.5175 | 0.3375 | -2.3925 | -4.3525 | -4.8225
Alverdiscott / Indian Queens 132kV | Truro 33kV | Devoran | Primary | 11 | -5.1003 | 50.2184 | WPD Best View | Thermal headroom (MW) | 1.8175 | 1.6875 | 1.5875 | 1.3975 | 1.2075 | 0.8375 | 0.3775 | -0.1225 | -0.6325 | -1.2525 | -1.7125 | -2.1825 | -2.6925 | -3.1525 | -3.6125 | -5.9425 | -6.6325 | -7.0325
Alverdiscott / Indian Queens 132kV | Truro 33kV | Perranporth | Primary | 11 | -5.1553 | 50.3216 | Consumer Transformation | Thermal headroom (MW) | 4.48 | 4.4 | 4.44 | 4.19 | 3.53 | 2.99 | 2.49 | 2.07 | 1.66 | 1.09 | -0.22 | -1.51 | -2.83 | -4.12 | -5.39 | -9.09 | -10.85 | -11.56
Alverdiscott / Indian Queens 132kV | Truro 33kV | Perranporth | Primary | 11 | -5.1553 | 50.3216 | Leading the Way | Thermal headroom (MW) | 4.48 | 4.32 | 4.28 | 3.91 | 3.03 | 2.4 | 1.8 | 1.1 | 0.15 | -0.94 | -1.98 | -3.12 | -4.24 | -5.31 | -5.92 | -8.59 | -9.41 | -9.64
Alverdiscott / Indian Queens 132kV | Truro 33kV | Perranporth | Primary | 11 | -5.1553 | 50.3216 | Steady Progression | Thermal headroom (MW) | 4.48 | 4.49 | 4.62 | 4.59 | 4.27 | 4.08 | 3.89 | 3.71 | 3.49 | 3.2 | 2.73 | 2.18 | 1.59 | 0.99 | 0.35 | -4.26 | -6.04 | -6.54
Alverdiscott / Indian Queens 132kV | Truro 33kV | Perranporth | Primary | 11 | -5.1553 | 50.3216 | System Transformation | Thermal headroom (MW) | 4.48 | 4.43 | 4.5 | 4.38 | 3.89 | 3.84 | 3.77 | 3.69 | 3.58 | 3.44 | 3.19 | 2.92 | 2.64 | 1.81 | 0.9 | -3.55 | -6.65 | -7.12
Alverdiscott / Indian Queens 132kV | Truro 33kV | Perranporth | Primary | 11 | -5.1553 | 50.3216 | WPD Best View | Thermal headroom (MW) | 4.48 | 4.32 | 4.28 | 3.91 | 3.03 | 2.4 | 1.8 | 1.1 | 0.15 | -0.94 | -1.98 | -3.12 | -4.24 | -5.31 | -5.92 | -8.59 | -9.41 | -9.64
Alverdiscott / Indian Queens 132kV | Truro 33kV | St Agnes | Primary | 11 | -5.1998 | 50.2971 | Consumer Transformation | Thermal headroom (MW) | 1.42 | 1.34 | 1.35 | 1.32 | 1.25 | 0.74 | 0.29 | -0.15 | -0.58 | -1.07 | -1.63 | -2.18 | -2.79 | -3.38 | -3.94 | -6.4 | -7.72 | -8.56
Alverdiscott / Indian Queens 132kV | Truro 33kV | St Agnes | Primary | 11 | -5.1998 | 50.2971 | Leading the Way | Thermal headroom (MW) | 1.42 | 1.26 | 1.15 | 1.02 | 0.81 | 0.18 | -0.41 | -1 | -1.74 | -2.54 | -2.97 | -3.5 | -4.04 | -4.59 | -5.09 | -6.97 | -7.75 | -8.56
Alverdiscott / Indian Queens 132kV | Truro 33kV | St Agnes | Primary | 11 | -5.1998 | 50.2971 | Steady Progression | Thermal headroom (MW) | 1.42 | 1.37 | 1.4 | 1.42 | 1.43 | 1.23 | 1.05 | 0.86 | 0.67 | 0.41 | -0.01 | -0.36 | -0.74 | -1.16 | -1.6 | -4.62 | -5.63 | -5.73
Alverdiscott / Indian Queens 132kV | Truro 33kV | St Agnes | Primary | 11 | -5.1998 | 50.2971 | System Transformation | Thermal headroom (MW) | 1.42 | 1.35 | 1.36 | 1.35 | 1.31 | 1.31 | 1.27 | 1.23 | 1.17 | 1.12 | 0.76 | 0.46 | 0.05 | -0.3 | -0.69 | -3.61 | -6.39 | -7.16
Alverdiscott / Indian Queens 132kV | Truro 33kV | St Agnes | Primary | 11 | -5.1998 | 50.2971 | WPD Best View | Thermal headroom (MW) | 1.42 | 1.26 | 1.15 | 1.02 | 0.81 | 0.18 | -0.41 | -1 | -1.74 | -2.54 | -2.97 | -3.5 | -4.04 | -4.59 | -5.09 | -6.97 | -7.75 | -8.56
Alverdiscott / Indian Queens 132kV | Truro 33kV | Truro Treyew Road | Primary | 11 | -5.0657 | 50.2573 | Consumer Transformation | Thermal headroom (MW) | 7.775 | 7.395 | 7.285 | 6.965 | 6.575 | 5.975 | 5.285 | 4.545 | 3.705 | 2.675 | 1.225 | -0.175 | -1.615 | -2.915 | -4.175 | -9.805 | -12.605 | -13.705
Alverdiscott / Indian Queens 132kV | Truro 33kV | Truro Treyew Road | Primary | 11 | -5.0657 | 50.2573 | Leading the Way | Thermal headroom (MW) | 7.775 | 7.175 | 6.795 | 6.195 | 5.535 | 4.615 | 3.685 | 2.565 | 1.375 | -0.025 | -1.565 | -3.145 | -4.705 | -6.115 | -7.385 | -10.455 | -10.865 | -10.445
Alverdiscott / Indian Queens 132kV | Truro 33kV | Truro Treyew Road | Primary | 11 | -5.0657 | 50.2573 | Steady Progression | Thermal headroom (MW) | 7.775 | 7.665 | 7.745 | 7.765 | 7.825 | 7.695 | 7.575 | 7.345 | 7.085 | 6.765 | 6.345 | 5.835 | 5.335 | 4.745 | 4.125 | -0.305 | -3.075 | -3.495
Alverdiscott / Indian Queens 132kV | Truro 33kV | Truro Treyew Road | Primary | 11 | -5.0657 | 50.2573 | System Transformation | Thermal headroom (MW) | 7.775 | 7.565 | 7.585 | 7.515 | 7.435 | 7.325 | 7.155 | 6.915 | 6.605 | 6.155 | 5.555 | 4.875 | 4.085 | 3.215 | 2.275 | -2.405 | -3.965 | -3.535
Alverdiscott / Indian Queens 132kV | Truro 33kV | Truro Treyew Road | Primary | 11 | -5.0657 | 50.2573 | WPD Best View | Thermal headroom (MW) | 7.775 | 7.175 | 6.795 | 6.195 | 5.535 | 4.615 | 3.685 | 2.565 | 1.375 | -0.025 | -1.565 | -3.145 | -4.705 | -6.115 | -7.385 | -10.455 | -10.865 | -10.445
Alverdiscott / Indian Queens 132kV | Truro 33kV | Twelveheads. | Primary | 11 | -5.1343 | 50.237 | Consumer Transformation | Thermal headroom (MW) | 7.12 | 7.04 | 7.02 | 6.94 | 6.75 | 6.39 | 6.04 | 5.7 | 5.35 | 4.73 | 3.92 | 3.09 | 2.29 | 1.48 | 0.7 | -2.39 | -4.03 | -4.82
Alverdiscott / Indian Queens 132kV | Truro 33kV | Twelveheads. | Primary | 11 | -5.1343 | 50.237 | Leading the Way | Thermal headroom (MW) | 7.12 | 6.95 | 6.84 | 6.66 | 6.32 | 5.91 | 5.4 | 4.69 | 3.88 | 2.95 | 2.36 | 1.72 | 1.04 | 0.42 | -0.15 | -2.57 | -3.34 | -3.69
Alverdiscott / Indian Queens 132kV | Truro 33kV | Twelveheads. | Primary | 11 | -5.1343 | 50.237 | Steady Progression | Thermal headroom (MW) | 7.12 | 7.11 | 7.17 | 7.19 | 7.19 | 7.06 | 6.92 | 6.72 | 6.5 | 6.28 | 5.77 | 5.24 | 4.73 | 4.23 | 3.62 | 0.01 | -1.28 | -1.75
Alverdiscott / Indian Queens 132kV | Truro 33kV | Twelveheads. | Primary | 11 | -5.1343 | 50.237 | System Transformation | Thermal headroom (MW) | 7.12 | 7.07 | 7.08 | 7.04 | 6.94 | 6.93 | 6.9 | 6.86 | 6.79 | 6.68 | 6.45 | 6.2 | 5.78 | 5.26 | 4.7 | 1.32 | -1.18 | -1.67
Alverdiscott / Indian Queens 132kV | Truro 33kV | Twelveheads. | Primary | 11 | -5.1343 | 50.237 | WPD Best View | Thermal headroom (MW) | 7.12 | 6.95 | 6.84 | 6.66 | 6.32 | 5.91 | 5.4 | 4.69 | 3.88 | 2.95 | 2.36 | 1.72 | 1.04 | 0.42 | -0.15 | -2.57 | -3.34 | -3.69
Axminster 132kV | Woodcote 33kV | Woodcote 33kV | Bulk Supply Point | 33 | -2.9213 | 50.7876 | Consumer Transformation | Thermal headroom (MW) | 60.3 | 57.8708 | 56.0332 | 53.6961 | 49.1257 | 42.4386 | 35.4986 | 28.2801 | 21.7996 | 13.8052 | 0.77259 | -12.5383 | -26.1426 | -39.2247 | -51.7303 | -116.9996 | -153.1638 | -170.3557
Axminster 132kV | Woodcote 33kV | Woodcote 33kV | Bulk Supply Point | 33 | -2.9213 | 50.7876 | Leading the Way | Thermal headroom (MW) | 60.3 | 55.9959 | 52.1999 | 48.0261 | 40.5005 | 29.9146 | 18.431 | 4.6394 | -8.4924 | -22.7668 | -35.5651 | -48.8045 | -61.8005 | -74.1427 | -85.4541 | -126.8876 | -141.6665 | -149.8685
Axminster 132kV | Woodcote 33kV | Woodcote 33kV | Bulk Supply Point | 33 | -2.9213 | 50.7876 | Steady Progression | Thermal headroom (MW) | 60.3 | 59.4257 | 59.3534 | 59.441 | 58.1494 | 55.2277 | 52.0185 | 48.3812 | 44.9294 | 41.3419 | 35.6405 | 30.0099 | 23.8635 | 17.1636 | 9.9708 | -35.9089 | -56.6162 | -65.2766
Axminster 132kV | Woodcote 33kV | Woodcote 33kV | Bulk Supply Point | 33 | -2.9213 | 50.7876 | System Transformation | Thermal headroom (MW) | 60.3 | 58.672 | 57.7345 | 56.8869 | 54.179 | 52.0055 | 49.3247 | 46.0065 | 43.0262 | 39.6394 | 34.5719 | 29.3663 | 23.8787 | 18.2131 | 12.4521 | -32.1868 | -59.7076 | -66.8855
Axminster 132kV | Woodcote 33kV | Woodcote 33kV | Bulk Supply Point | 33 | -2.9213 | 50.7876 | WPD Best View | Thermal headroom (MW) | 60.3 | 58.9168 | 58.2844 | 57.7279 | 55.5002 | 53.0562 | 50.1585 | 46.7853 | 43.6467 | 40.2237 | 35.0159 | 29.7429 | 23.9256 | 18.1673 | 12.0005 | -33.3167 | -59.1306 | -66.9691
Axminster 132kV | Woodcote 33kV | Axminster | Primary | 11 | -2.9952 | 50.7799 | Consumer Transformation | Thermal headroom (MW) | 11.87 | 11.67 | 11.5 | 11.27 | 10.91 | 10.4 | 9.58 | 8.8 | 8.1 | 7.27 | 6.12 | 4.95 | 3.77 | 2.62 | 1.5 | -4.32 | -7.29 | -8.69
Axminster 132kV | Woodcote 33kV | Axminster | Primary | 11 | -2.9952 | 50.7799 | Leading the Way | Thermal headroom (MW) | 11.87 | 11.54 | 11.23 | 10.88 | 10.35 | 9.57 | 8.3 | 6.95 | 5.65 | 4.28 | 3.21 | 2.04 | 0.89 | -0.17 | -1.18 | -5.02 | -6.3 | -6.95
Axminster 132kV | Woodcote 33kV | Axminster | Primary | 11 | -2.9952 | 50.7799 | Steady Progression | Thermal headroom (MW) | 11.87 | 11.8 | 11.79 | 11.79 | 11.74 | 11.55 | 11.17 | 10.78 | 10.44 | 10.07 | 9.59 | 9.12 | 8.62 | 8.04 | 7.41 | 3.31 | 1.22 | 0.15
Axminster 132kV | Woodcote 33kV | Axminster | Primary | 11 | -2.9952 | 50.7799 | System Transformation | Thermal headroom (MW) | 11.87 | 11.74 | 11.67 | 11.58 | 11.42 | 11.26 | 10.78 | 10.31 | 9.96 | 9.55 | 9.1 | 8.63 | 8.15 | 7.69 | 7.28 | 2.91 | 0.5 | -0.06
Axminster 132kV | Woodcote 33kV | Axminster | Primary | 11 | -2.9952 | 50.7799 | WPD Best View | Thermal headroom (MW) | 11.87 | 11.74 | 11.67 | 11.58 | 11.42 | 11.26 | 10.78 | 10.31 | 9.96 | 9.55 | 9.1 | 8.63 | 8.15 | 7.69 | 7.28 | 2.91 | 0.5 | -0.06
Axminster 132kV | Woodcote 33kV | Beaminster | Primary | 11 | -2.761 | 50.8117 | Consumer Transformation | Thermal headroom (MW) | 0.6725 | 0.5125 | 0.4225 | 0.2525 | -0.0875 | -0.4675 | -0.8275 | -1.4875 | -1.9275 | -2.5275 | -3.4675 | -4.3275 | -5.2375 | -6.1075 | -6.9175 | -10.6975 | -12.7575 | -13.7475
Axminster 132kV | Woodcote 33kV | Beaminster | Primary | 11 | -2.761 | 50.8117 | Leading the Way | Thermal headroom (MW) | 0.6725 | 0.4025 | 0.2025 | -0.0675 | -0.5775 | -1.1175 | -1.7675 | -2.9575 | -3.9175 | -4.9075 | -5.7175 | -6.4775 | -7.2675 | -8.0175 | -8.7075 | -11.2375 | -12.0775 | -12.5675
Axminster 132kV | Woodcote 33kV | Beaminster | Primary | 11 | -2.761 | 50.8117 | Steady Progression | Thermal headroom (MW) | 0.6725 | 0.6125 | 0.6325 | 0.6325 | 0.4925 | 0.3325 | 0.1525 | -0.2275 | -0.5175 | -0.8075 | -1.2675 | -1.6975 | -2.2375 | -2.7575 | -3.3175 | -6.5775 | -7.6875 | -8.1175
Axminster 132kV | Woodcote 33kV | Beaminster | Primary | 11 | -2.761 | 50.8117 | System Transformation | Thermal headroom (MW) | 0.6725 | 0.5725 | 0.5425 | 0.4725 | 0.2425 | 0.1625 | 0.0825 | -0.2975 | -0.4975 | -0.7275 | -1.0875 | -1.4275 | -1.7775 | -2.0975 | -2.4575 | -5.5475 | -7.6475 | -8.1875
Axminster 132kV | Woodcote 33kV | Beaminster | Primary | 11 | -2.761 | 50.8117 | WPD Best View | Thermal headroom (MW) | 0.6725 | 0.6125 | 0.6325 | 0.6325 | 0.4825 | 0.3325 | 0.1525 | -0.2275 | -0.5075 | -0.7975 | -1.2575 | -1.6775 | -2.2175 | -2.7375 | -3.2975 | -6.5375 | -7.6875 | -8.1375
Axminster 132kV | Woodcote 33kV | Bridport | Primary | 11 | -2.7616 | 50.7369 | Consumer Transformation | Thermal headroom (MW) | 3.89 | 3.55 | 2.73 | 2.37 | 1.63 | 0.49 | -0.66 | -1.76 | -2.85 | -4.52 | -7.17 | -9.74 | -12.27 | -14.78 | -17.17 | -29.96 | -37.14 | -40.48
Axminster 132kV | Woodcote 33kV | Bridport | Primary | 11 | -2.7616 | 50.7369 | Leading the Way | Thermal headroom (MW) | 3.89 | 3.26 | 2.06 | 1.43 | -0.32 | -2.22 | -4.09 | -6.49 | -8.9 | -11.58 | -14.34 | -17.07 | -19.69 | -22.22 | -24.48 | -32.05 | -34.93 | -36.07
Axminster 132kV | Woodcote 33kV | Bridport | Primary | 11 | -2.7616 | 50.7369 | Steady Progression | Thermal headroom (MW) | 3.89 | 3.84 | 3.38 | 3.42 | 3.33 | 2.91 | 2.47 | 1.99 | 1.47 | 0.94 | 0.15 | -0.65 | -1.66 | -2.82 | -4.05 | -11.74 | -16.29 | -18.07
Axminster 132kV | Woodcote 33kV | Bridport | Primary | 11 | -2.7616 | 50.7369 | System Transformation | Thermal headroom (MW) | 3.89 | 3.72 | 3.05 | 2.94 | 2.59 | 2.19 | 1.71 | 1.2 | 0.63 | -0.05 | -0.95 | -1.86 | -2.76 | -4.1 | -5.5 | -13.42 | -17.74 | -18.75
Axminster 132kV | Woodcote 33kV | Bridport | Primary | 11 | -2.7616 | 50.7369 | WPD Best View | Thermal headroom (MW) | 3.89 | 3.84 | 3.38 | 3.42 | 3.33 | 2.91 | 2.47 | 1.99 | 1.47 | 0.94 | 0.15 | -0.65 | -1.66 | -2.82 | -4.05 | -11.74 | -16.29 | -18.07
Axminster 132kV | Woodcote 33kV | Chard | Primary | 11 | -2.9582 | 50.8726 | Consumer Transformation | Thermal headroom (MW) | 8.174 | 7.694 | 7.454 | 6.814 | 5.974 | 4.954 | 4.084 | 3.154 | 2.444 | 1.624 | -0.156 | -1.886 | -3.636 | -5.346 | -6.956 | -15.986 | -21.246 | -23.606
Axminster 132kV | Woodcote 33kV | Chard | Primary | 11 | -2.9582 | 50.8726 | Leading the Way | Thermal headroom (MW) | 8.174 | 7.364 | 6.794 | 5.784 | 4.524 | 2.764 | 1.284 | -0.656 | -2.106 | -3.766 | -5.556 | -7.466 | -9.326 | -11.066 | -12.696 | -17.776 | -19.486 | -20.536
Axminster 132kV | Woodcote 33kV | Chard | Primary | 11 | -2.9582 | 50.8726 | Steady Progression | Thermal headroom (MW) | 8.174 | 7.954 | 7.984 | 7.834 | 7.504 | 7.084 | 6.754 | 6.394 | 6.124 | 5.814 | 5.294 | 4.724 | 4.124 | 3.514 | 2.754 | -2.136 | -4.706 | -5.396
Axminster 132kV | Woodcote 33kV | Chard | Primary | 11 | -2.9582 | 50.8726 | System Transformation | Thermal headroom (MW) | 8.174 | 7.834 | 7.744 | 7.414 | 6.884 | 6.414 | 6.034 | 5.594 | 5.314 | 4.924 | 4.304 | 3.654 | 3.004 | 2.384 | 1.764 | -3.226 | -5.736 | -6.256
Axminster 132kV | Woodcote 33kV | Chard | Primary | 11 | -2.9582 | 50.8726 | WPD Best View | Thermal headroom (MW) | 8.174 | 7.834 | 7.744 | 7.414 | 6.884 | 6.414 | 6.034 | 5.594 | 5.314 | 4.924 | 4.304 | 3.654 | 3.004 | 2.384 | 1.764 | -3.226 | -5.736 | -6.256
Axminster 132kV | Woodcote 33kV | Colyford | Primary | 11 | -3.0565 | 50.729 | Consumer Transformation | Thermal headroom (MW) | 11.315 | 11.015 | 10.775 | 10.475 | 10.025 | 9.405 | 8.645 | 8.035 | 7.415 | 6.775 | 5.345 | 3.685 | 1.975 | 0.305 | -1.265 | -10.745 | -16.485 | -19.265
Axminster 132kV | Woodcote 33kV | Colyford | Primary | 11 | -3.0565 | 50.729 | Leading the Way | Thermal headroom (MW) | 11.315 | 10.775 | 10.275 | 9.745 | 8.985 | 7.725 | 6.275 | 4.945 | 3.465 | 1.835 | 0.225 | -1.515 | -3.245 | -4.935 | -6.515 | -12.305 | -14.675 | -16.115
Axminster 132kV | Woodcote 33kV | Colyford | Primary | 11 | -3.0565 | 50.729 | Steady Progression | Thermal headroom (MW) | 11.315 | 11.245 | 11.265 | 11.315 | 11.295 | 11.065 | 10.715 | 10.405 | 10.065 | 9.685 | 9.085 | 8.475 | 7.825 | 7.145 | 6.315 | 1.165 | -1.355 | -2.535
Axminster 132kV | Woodcote 33kV | Colyford | Primary | 11 | -3.0565 | 50.729 | System Transformation | Thermal headroom (MW) | 11.315 | 11.155 | 11.075 | 10.995 | 10.815 | 10.645 | 10.265 | 9.985 | 9.665 | 9.295 | 8.675 | 8.025 | 7.365 | 6.735 | 6.165 | 1.575 | -1.435 | -2.575
Axminster 132kV | Woodcote 33kV | Colyford | Primary | 11 | -3.0565 | 50.729 | WPD Best View | Thermal headroom (MW) | 11.315 | 11.155 | 11.075 | 10.995 | 10.815 | 10.635 | 10.255 | 9.975 | 9.655 | 9.275 | 8.665 | 8.005 | 7.345 | 6.705 | 6.135 | 1.565 | -1.425 | -2.565
Axminster 132kV | Woodcote 33kV | Crewkerne | Primary | 11 | -2.7851 | 50.8817 | Consumer Transformation | Thermal headroom (MW) | 4.5 | 4.14 | 3.93 | 3.64 | 2.45 | 1.33 | 0.3 | -0.66 | -1.68 | -2.81 | -4.42 | -5.94 | -7.55 | -8.89 | -10.13 | -17.33 | -21.01 | -22.63
Axminster 132kV | Woodcote 33kV | Crewkerne | Primary | 11 | -2.7851 | 50.8817 | Leading the Way | Thermal headroom (MW) | 4.5 | 3.77 | 3.16 | 2.5 | 0.71 | -0.87 | -2.25 | -3.67 | -5.11 | -6.73 | -8.46 | -10.22 | -11.88 | -13.25 | -14.45 | -18.47 | -19.54 | -20.1
Axminster 132kV | Woodcote 33kV | Crewkerne | Primary | 11 | -2.7851 | 50.8817 | Steady Progression | Thermal headroom (MW) | 4.5 | 4.3 | 4.29 | 4.28 | 3.55 | 3.05 | 2.67 | 2.32 | 1.98 | 1.63 | 1.03 | 0.44 | -0.21 | -0.81 | -1.39 | -5.58 | -7.9 | -8.72
Axminster 132kV | Woodcote 33kV | Crewkerne | Primary | 11 | -2.7851 | 50.8817 | System Transformation | Thermal headroom (MW) | 4.5 | 4.23 | 4.14 | 4.04 | 3.09 | 2.62 | 2.26 | 1.9 | 1.48 | 1.01 | 0.35 | -0.3 | -1.07 | -1.74 | -2.4 | -7.13 | -9.54 | -9.87
Axminster 132kV | Woodcote 33kV | Crewkerne | Primary | 11 | -2.7851 | 50.8817 | WPD Best View | Thermal headroom (MW) | 4.5 | 4.24 | 4.14 | 4.04 | 3.09 | 2.61 | 2.25 | 1.89 | 1.46 | 0.99 | 0.33 | -0.33 | -1.08 | -1.73 | -2.38 | -7.1 | -9.51 | -9.85
Axminster 132kV | Woodcote 33kV | Dowlish Ford | Primary | 11 | -2.9148 | 50.915 | Consumer Transformation | Thermal headroom (MW) | 13.245 | 13.025 | 12.935 | 12.615 | 12.165 | 11.185 | 10.285 | 9.365 | 8.585 | 7.715 | 6.305 | 4.915 | 3.515 | 2.205 | 0.955 | -4.905 | -7.765 | -9.025
Axminster 132kV | Woodcote 33kV | Dowlish Ford | Primary | 11 | -2.9148 | 50.915 | Leading the Way | Thermal headroom (MW) | 13.245 | 12.865 | 12.605 | 12.105 | 11.445 | 10.025 | 8.735 | 7.075 | 5.475 | 4.025 | 2.695 | 1.375 | 0.135 | -0.995 | -2.025 | -5.815 | -6.755 | -7.305
Axminster 132kV | Woodcote 33kV | Dowlish Ford | Primary | 11 | -2.9148 | 50.915 | Steady Progression | Thermal headroom (MW) | 13.245 | 13.185 | 13.235 | 13.195 | 13.115 | 12.635 | 12.255 | 11.835 | 11.395 | 10.965 | 10.355 | 9.775 | 9.135 | 8.345 | 7.565 | 2.705 | 0.735 | -0.135
Axminster 132kV | Woodcote 33kV | Dowlish Ford | Primary | 11 | -2.9148 | 50.915 | System Transformation | Thermal headroom (MW) | 13.245 | 13.105 | 13.095 | 12.955 | 12.755 | 12.285 | 11.885 | 11.425 | 10.975 | 10.595 | 10.025 | 9.465 | 8.895 | 8.325 | 7.555 | 2.625 | -0.135 | -0.635
Axminster 132kV | Woodcote 33kV | Dowlish Ford | Primary | 11 | -2.9148 | 50.915 | WPD Best View | Thermal headroom (MW) | 13.245 | 13.105 | 13.095 | 12.955 | 12.755 | 12.285 | 11.885 | 11.425 | 10.975 | 10.595 | 10.025 | 9.465 | 8.895 | 8.325 | 7.555 | 2.625 | -0.135 | -0.635
Axminster 132kV | Woodcote 33kV | Penn Cross | Primary | 11 | -2.9271 | 50.7451 | Consumer Transformation | Thermal headroom (MW) | 8.39 | 8.24 | 8.16 | 8.05 | 7.86 | 7.56 | 7.24 | 6.91 | 6.58 | 6.1 | 5.17 | 4.26 | 3.34 | 2.42 | 1.58 | -2.98 | -5.62 | -6.89
Axminster 132kV | Woodcote 33kV | Penn Cross | Primary | 11 | -2.9271 | 50.7451 | Leading the Way | Thermal headroom (MW) | 8.39 | 8.13 | 7.95 | 7.74 | 7.4 | 6.85 | 6.21 | 5.37 | 4.53 | 3.62 | 2.72 | 1.8 | 0.89 | -0.04 | -0.9 | -3.65 | -4.6 | -5
Axminster 132kV | Woodcote 33kV | Penn Cross | Primary | 11 | -2.9271 | 50.7451 | Steady Progression | Thermal headroom (MW) | 8.39 | 8.37 | 8.42 | 8.48 | 8.48 | 8.36 | 8.22 | 8.06 | 7.9 | 7.71 | 7.32 | 6.88 | 6.44 | 6.01 | 5.53 | 2.49 | 0.97 | 0.42
Axminster 132kV | Woodcote 33kV | Penn Cross | Primary | 11 | -2.9271 | 50.7451 | System Transformation | Thermal headroom (MW) | 8.39 | 8.3 | 8.3 | 8.29 | 8.19 | 8.12 | 8.01 | 7.88 | 7.72 | 7.53 | 7.23 | 6.93 | 6.52 | 6.04 | 5.53 | 2.61 | 1.04 | 0.64
Axminster 132kV | Woodcote 33kV | Penn Cross | Primary | 11 | -2.9271 | 50.7451 | WPD Best View | Thermal headroom (MW) | 8.39 | 8.36 | 8.41 | 8.45 | 8.44 | 8.35 | 8.24 | 8.11 | 7.96 | 7.8 | 7.51 | 7.22 | 6.86 | 6.47 | 6.04 | 3.09 | 1.23 | 0.59
Axminster 132kV | Woodcote 33kV | Waterlake Primary | Primary | 11 | -2.9508 | 50.8472 | Consumer Transformation | Thermal headroom (MW) | 9.45 | 9.36 | 9.32 | 9.28 | 9.19 | 8.93 | 8.67 | 8.42 | 8.18 | 7.9 | 7.49 | 6.98 | 6.45 | 5.93 | 5.39 | 2.86 | 1.39 | 0.63
Axminster 132kV | Woodcote 33kV | Waterlake Primary | Primary | 11 | -2.9508 | 50.8472 | Leading the Way | Thermal headroom (MW) | 9.45 | 9.3 | 9.19 | 9.09 | 8.92 | 8.52 | 8.05 | 7.57 | 7.08 | 6.5 | 6.11 | 5.68 | 5.25 | 4.81 | 4.4 | 2.52 | 1.68 | 1.12
Axminster 132kV | Woodcote 33kV | Waterlake Primary | Primary | 11 | -2.9508 | 50.8472 | Steady Progression | Thermal headroom (MW) | 9.45 | 9.41 | 9.41 | 9.44 | 9.44 | 9.3 | 9.13 | 8.95 | 8.77 | 8.59 | 8.29 | 8.02 | 7.74 | 7.41 | 7.06 | 4.74 | 3.99 | 3.62
Axminster 132kV | Woodcote 33kV | Waterlake Primary | Primary | 11 | -2.9508 | 50.8472 | System Transformation | Thermal headroom (MW) | 9.45 | 9.37 | 9.34 | 9.33 | 9.28 | 9.24 | 9.2 | 9.13 | 9.05 | 8.96 | 8.76 | 8.55 | 8.34 | 8.14 | 7.96 | 5.99 | 4.38 | 3.84
Axminster 132kV | Woodcote 33kV | Waterlake Primary | Primary | 11 | -2.9508 | 50.8472 | WPD Best View | Thermal headroom (MW) | 9.45 | 9.38 | 9.34 | 9.33 | 9.29 | 9.23 | 9.17 | 9.08 | 8.99 | 8.88 | 8.67 | 8.45 | 8.23 | 8.01 | 7.76 | 5.67 | 4.23 | 3.71
Axminster 132kV | Yeovil 33kV | Yeovil 33kV | Bulk Supply Point | 33 |  |  | Consumer Transformation | Thermal headroom (MW) | -96.4124 | -102.3623 | -105.0469 | -110.3564 | -115.612 | -124.818 | -132.2231 | -140.0167 | -150.4011 | -162.0944 | -179.145 | -197.1734 | -215.9146 | -232.0571 | -247.7163 | -312.6499 | -356.7082 | -381.5611
Axminster 132kV | Yeovil 33kV | Yeovil 33kV | Bulk Supply Point | 33 |  |  | Leading the Way | Thermal headroom (MW) | -96.4124 | -104.5555 | -109.3092 | -117.2169 | -124.9965 | -137.4635 | -148.007 | -161.4544 | -178.8496 | -197.7963 | -215.1115 | -234.1795 | -253.597 | -268.486 | -282.0162 | -323.2069 | -337.1964 | -343.867
Axminster 132kV | Yeovil 33kV | Yeovil 33kV | Bulk Supply Point | 33 |  |  | Steady Progression | Thermal headroom (MW) | -96.4124 | -100.3161 | -101.3945 | -103.7766 | -105.214 |  | -112.4328 | -115.9502 |  | -125.123 | -132.4253 |  | -146.3405 | -153.7953 |  | -210.1222 |  | -238.7371
Axminster 132kV | Yeovil 33kV | Yeovil 33kV | Bulk Supply Point | 33 |  |  | System Transformation | Thermal headroom (MW) | -96.4124 | -101.2507 | -103.0595 | -106.5849 | -109.4762 | -113.7723 | -116.2484 | -119.2109 | -123.8618 | -129.3182 | -136.8533 | -144.8113 | -153.9152 | -161.0307 | -169.0524 | -219.2984 | -249.0215 | -254.94
Axminster 132kV | Yeovil 33kV | Yeovil 33kV | Bulk Supply Point | 33 |  |  | WPD Best View | Thermal headroom (MW) | -96.4124 | -102.4501 | -105.0609 | -109.7836 | -113.6812 | -119.381 | -122.7545 | -126.6945 | -132.6816 | -140.0237 | -149.2505 | -159.5596 | -170.6291 | -179.8386 | -189.6271 | -252.4102 | -286.7542 | -292.6909
Axminster 132kV | Yeovil 33kV | Coker | Primary | 11 | -2.6651 | 50.914 | Consumer Transformation | Thermal headroom (MW) | 1.6615 | 1.6015 | 1.5715 | 1.4415 | 1.2415 | 0.9215 | 0.5915 | 0.2515 | -0.4485 | -1.2285 | -2.1385 | -3.0685 | -4.0385 | -4.6985 | -5.3185 | -7.8485 | -8.7285 | -9.0885
Axminster 132kV | Yeovil 33kV | Coker | Primary | 11 | -2.6651 | 50.914 | Leading the Way | Thermal headroom (MW) | 1.6615 | 1.5415 | 1.4615 | 1.2815 | 1.0015 | 0.6315 | 0.1115 | -0.5385 | -1.5485 | -2.6285 | -3.6285 | -4.6985 | -5.7785 | -6.3185 | -6.8085 | -8.2685 | -8.5885 | -8.6685
Axminster 132kV | Yeovil 33kV | Coker | Primary | 11 | -2.6651 | 50.914 | Steady Progression | Thermal headroom (MW) | 1.6615 | 1.6415 | 1.6615 | 1.6415 | 1.5915 | 1.4615 | 1.3315 | 1.1615 | 0.9115 | 0.6515 | 0.2815 | -0.1085 | -0.5285 | -0.9085 | -1.2685 | -3.3885 | -4.0985 | -4.3385
Axminster 132kV | Yeovil 33kV | Coker | Primary | 11 | -2.6651 | 50.914 | System Transformation | Thermal headroom (MW) | 1.6615 | 1.6315 | 1.6415 | 1.5915 | 1.5015 | 1.4015 | 1.2815 | 1.1515 | 0.8415 | 0.4915 | 0.0815 | -0.3685 | -0.8385 | -1.0885 | -1.4185 | -3.6385 | -4.8485 | -5.0885
Axminster 132kV | Yeovil 33kV | Coker | Primary | 11 | -2.6651 | 50.914 | WPD Best View | Thermal headroom (MW) | 1.6615 | 1.6315 | 1.6415 | 1.5915 | 1.5015 | 1.4015 | 1.2815 | 1.1515 | 0.8415 | 0.4915 | 0.0815 | -0.3685 | -0.8385 | -1.0885 | -1.4185 | -3.6485 | -4.8385 | -5.0885
Axminster 132kV | Yeovil 33kV | East Chinnock Primary | Primary | 11 | -2.7258 | 50.9155 | Consumer Transformation | Thermal headroom (MW) | 3.2862 | 3.2462 | 3.2462 | 3.2262 | 3.1662 | 2.9962 | 2.8262 | 2.6462 | 2.4862 | 2.3062 | 2.1162 | 1.8862 | 1.5862 | 1.2662 | 0.9462 | -0.4538 | -1.1938 | -1.5938
Axminster 132kV | Yeovil 33kV | East Chinnock Primary | Primary | 11 | -2.7258 | 50.9155 | Leading the Way | Thermal headroom (MW) | 3.2862 | 3.2062 | 3.1662 | 3.1062 | 2.9862 | 2.7562 | 2.5162 | 2.1862 | 1.7762 | 1.3462 | 1.0962 | 0.7762 | 0.4362 | 0.0762 | -0.2638 | -1.6438 | -2.3738 | -3.0238
Axminster 132kV | Yeovil 33kV | East Chinnock Primary | Primary | 11 | -2.7258 | 50.9155 | Steady Progression | Thermal headroom (MW) | 3.2862 | 3.2762 | 3.3062 | 3.3362 | 3.3462 | 3.2762 | 3.2062 | 3.1262 | 3.0362 | 2.8962 | 2.6762 | 2.5162 | 2.3262 | 2.1162 | 1.9162 | 0.5062 | 0.0362 | -0.1238
Axminster 132kV | Yeovil 33kV | East Chinnock Primary | Primary | 11 | -2.7258 | 50.9155 | System Transformation | Thermal headroom (MW) | 3.2862 | 3.2562 | 3.2662 | 3.2662 | 3.2362 | 3.2062 | 3.1662 | 3.1062 | 3.0262 | 2.9462 | 2.7162 | 2.5862 | 2.3662 | 2.2262 | 2.0362 | 0.6762 | -0.8038 | -1.3938
Axminster 132kV | Yeovil 33kV | East Chinnock Primary | Primary | 11 | -2.7258 | 50.9155 | WPD Best View | Thermal headroom (MW) | 3.2862 | 3.2662 | 3.2862 | 3.2962 | 3.2862 | 3.2562 | 3.2262 | 3.1862 | 3.1262 | 3.0262 | 2.8662 | 2.7362 | 2.5962 | 2.4562 | 2.3462 | 1.2062 | 0.2362 | -0.0038
Axminster 132kV | Yeovil 33kV | Martock | Primary | 11 | -2.7732 | 50.9681 | Consumer Transformation | Thermal headroom (MW) | 3.24 | 2.99 | 2.75 | 2.4 | 1.8 | 0.85 | -0.02 | -0.9 | -1.62 | -2.41 | -4.92 | -7.72 | -10.52 | -13.25 | -16.09 | -26.79 | -40.36 | -49.85
Axminster 132kV | Yeovil 33kV | Martock | Primary | 11 | -2.7732 | 50.9681 | Leading the Way | Thermal headroom (MW) | 3.24 | 2.77 | 2.26 | 1.66 | 0.72 | -0.76 | -2.08 | -3.71 | -5.69 | -7.82 | -9.8 | -12.06 | -14.47 | -16.82 | -19.03 | -25.37 | -28.6 | -30.98
Axminster 132kV | Yeovil 33kV | Martock | Primary | 11 | -2.7732 | 50.9681 | Steady Progression | Thermal headroom (MW) | 3.24 | 3.18 | 3.15 | 3.12 | 2.99 | 2.62 | 2.31 | 1.96 | 1.61 | 0.94 | 0.04 | -0.55 | -1.19 | -1.92 | -2.65 | -8.6 | -11.92 | -13.5
Axminster 132kV | Yeovil 33kV | Martock | Primary | 11 | -2.7732 | 50.9681 | System Transformation | Thermal headroom (MW) | 3.24 | 3.1 | 2.96 | 2.83 | 2.52 | 2.17 | 1.87 | 1.51 | 1.18 | 0.79 | 0.21 | -0.76 | -1.74 | -2.7 | -3.59 | -9.69 | -13.52 | -14.52
Axminster 132kV | Yeovil 33kV | Martock | Primary | 11 | -2.7732 | 50.9681 | WPD Best View | Thermal headroom (MW) | 3.24 | 3.1 | 2.96 | 2.83 | 2.52 | 2.17 | 1.87 | 1.51 | 1.18 | 0.79 | 0.21 | -0.76 | -1.74 | -2.7 | -3.59 | -9.69 | -13.52 | -14.52
Axminster 132kV | Yeovil 33kV | Montacute | Primary | 11 | -2.6972 | 50.9547 | Consumer Transformation | Thermal headroom (MW) | 7.97 | 6.63 | 5.99 | 4.92 | 4.22 | 3.07 | 2.41 | 1.67 | 0.88 | -0.04 | -1.24 | -2.44 | -3.64 | -4.77 | -5.83 | -10.66 | -12.89 | -13.61
Axminster 132kV | Yeovil 33kV | Montacute | Primary | 11 | -2.6972 | 50.9547 | Leading the Way | Thermal headroom (MW) | 7.97 | 6.33 | 5.42 | 3.96 | 3.04 | 1.48 | 0.69 | -0.29 | -1.28 | -2.4 | -3.64 | -4.98 | -6.24 | -7.43 | -8.44 | -11.32 | -11.84 | -11.43
Axminster 132kV | Yeovil 33kV | Montacute | Primary | 11 | -2.6972 | 50.9547 | Steady Progression | Thermal headroom (MW) | 7.97 | 6.95 | 6.48 | 5.75 | 5.41 | 4.76 | 4.42 | 4.03 | 3.72 | 3.37 | 2.92 | 2.38 | 1.9 | 1.34 | 0.8 | -3.03 | -5.44 | -5.86
Axminster 132kV | Yeovil 33kV | Montacute | Primary | 11 | -2.6972 | 50.9547 | System Transformation | Thermal headroom (MW) | 7.97 | 6.79 | 6.23 | 5.35 | 4.87 | 4.03 | 3.75 | 3.43 | 3.04 | 2.54 | 1.98 | 1.38 | 0.69 | -0.06 | -0.84 | -4.77 | -6.12 | -5.96
Axminster 132kV | Yeovil 33kV | Montacute | Primary | 11 | -2.6972 | 50.9547 | WPD Best View | Thermal headroom (MW) | 7.97 | 6.79 | 6.23 | 5.35 | 4.87 | 4.03 | 3.75 | 3.43 | 3.04 | 2.54 | 1.98 | 1.38 | 0.69 | -0.06 | -0.84 | -4.77 | -6.12 | -5.96
Bridgwater / Taunton 132kV | Bowhays Cross 33kV | Bowhays Cross 33kV | Bulk Supply Point | 33 | -3.34 | 51.159 | Consumer Transformation | Thermal headroom (MW) | 30.9276 | 30.4479 | 30.096 | 29.7286 | 28.5205 | 25.9791 | 23.7559 | 21.4265 | 18.736 | 15.1999 | 8.5009 | 1.8034 | -4.895 | -11.4258 | -17.7677 | -42.8216 | -62.9645 | -75.8951
Bridgwater / Taunton 132kV | Bowhays Cross 33kV | Bowhays Cross 33kV | Bulk Supply Point | 33 | -3.34 | 51.159 | Leading the Way | Thermal headroom (MW) | 30.9276 | 30.0349 | 29.1986 | 28.3942 | 26.4687 | 22.6097 | 18.6616 | 13.7308 | 7.708 | 0.47988 | -4.9553 | -10.8945 | -17.0238 | -22.9955 | -27.6714 | -44.0226 | -52.5799 | -58.6112
Bridgwater / Taunton 132kV | Bowhays Cross 33kV | Bowhays Cross 33kV | Bulk Supply Point | 33 | -3.34 | 51.159 | Steady Progression | Thermal headroom (MW) | 30.9276 | 30.775 | 30.8063 | 30.953 | 30.6706 | 29.4366 | 28.3946 | 27.1706 | 25.8644 | 23.9566 | 21.169 | 18.9886 | 16.6462 | 13.8862 | 10.9618 | -10.2314 | -20.6093 | -23.9362
Bridgwater / Taunton 132kV | Bowhays Cross 33kV | Bowhays Cross 33kV | Bulk Supply Point | 33 | -3.34 | 51.159 | System Transformation | Thermal headroom (MW) | 30.9276 | 30.5719 | 30.3644 | 30.2496 | 29.535 | 28.6212 | 27.8654 | 26.9091 | 25.8156 | 24.5929 | 21.9282 | 19.9226 | 17.1653 | 13.8483 | 9.9841 | -12.8022 | -30.5772 | -35.6239
Bridgwater / Taunton 132kV | Bowhays Cross 33kV | Bowhays Cross 33kV | Bulk Supply Point | 33 | -3.34 | 51.159 | WPD Best View | Thermal headroom (MW) | 30.9276 | 30.5719 | 30.3644 | 30.2496 | 29.535 | 28.6073 | 27.8374 | 26.8673 | 25.7601 | 24.524 | 21.8461 | 19.8287 | 17.0595 | 13.7307 | 9.8547 | -12.9388 | -30.6031 | -35.6077
Bridgwater / Taunton 132kV | Bowhays Cross 33kV | Alcombe | Primary | 11 | -3.4649 | 51.1996 | Consumer Transformation | Thermal headroom (MW) | 24.41 | 24.13 | 24.04 | 23.91 | 23.1 | 22.43 | 21.62 | 20.83 | 19.99 | 18.68 | 15.61 | 12.62 | 9.64 | 6.77 | 3.85 | -7.3 | -20.79 | -30.13
Bridgwater / Taunton 132kV | Bowhays Cross 33kV | Alcombe | Primary | 11 | -3.4649 | 51.1996 | Leading the Way | Thermal headroom (MW) | 24.41 | 23.91 | 23.59 | 23.23 | 21.99 | 20.79 | 19.4 | 17.71 | 15.49 | 12.92 | 10.44 | 7.79 | 5.05 | 2.44 | 0 | -6.09 | -9.11 | -10.91
Bridgwater / Taunton 132kV | Bowhays Cross 33kV | Alcombe | Primary | 11 | -3.4649 | 51.1996 | Steady Progression | Thermal headroom (MW) | 24.41 | 24.36 | 24.5 | 24.63 | 24.31 | 24.17 | 23.95 | 23.74 | 23.49 | 22.89 | 22.09 | 21.59 | 21.05 | 20.38 | 19.66 | 14.3 | 10.86 | 9.53
Bridgwater / Taunton 132kV | Bowhays Cross 33kV | Alcombe | Primary | 11 | -3.4649 | 51.1996 | System Transformation | Thermal headroom (MW) | 24.41 | 24.28 | 24.33 | 24.37 | 23.86 | 23.7 | 23.41 | 23.13 | 22.81 | 22.31 | 21.7 | 20.75 | 19.78 | 18.68 | 17.42 | 11.5 | 8.79 | 8.19
Bridgwater / Taunton 132kV | Bowhays Cross 33kV | Alcombe | Primary | 11 | -3.4649 | 51.1996 | WPD Best View | Thermal headroom (MW) | 24.41 | 24.28 | 24.33 | 24.37 | 23.86 | 23.7 | 23.41 | 23.13 | 22.81 | 22.31 | 21.7 | 20.75 | 19.78 | 18.68 | 17.42 | 11.5 | 8.79 | 8.19
Bridgwater / Taunton 132kV | Bowhays Cross 33kV | Bowhays Cross | Primary | 11 | -3.3396 | 51.1599 | Consumer Transformation | Thermal headroom (MW) | 8.22 | 7.96 | 7.68 | 7.29 | 6.4 | 4.98 | 3.85 | 2.6 | 1.16 | -0.84 | -4.12 | -7.3 | -10.41 | -13.5 | -16.68 | -27.82 | -42.13 | -52.73
Bridgwater / Taunton 132kV | Bowhays Cross 33kV | Bowhays Cross | Primary | 11 | -3.3396 | 51.1599 | Leading the Way | Thermal headroom (MW) | 8.22 | 7.82 | 7.38 | 6.83 | 5.67 | 3.54 | 1.68 | -0.65 | -3.32 | -6.6 | -8.89 | -11.27 | -13.72 | -16.09 | -18.24 | -24.29 | -27.46 | -29.68
Bridgwater / Taunton 132kV | Bowhays Cross 33kV | Bowhays Cross | Primary | 11 | -3.3396 | 51.1599 | Steady Progression | Thermal headroom (MW) | 8.22 | 8.12 | 8.07 | 8 | 7.64 | 6.93 | 6.46 | 5.84 | 5.26 | 4.33 | 3.14 | 2.34 | 1.44 | 0.41 | -0.83 | -6.93 | -9.81 | -11.12
Bridgwater / Taunton 132kV | Bowhays Cross 33kV | Bowhays Cross | Primary | 11 | -3.3396 | 51.1599 | System Transformation | Thermal headroom (MW) | 8.22 | 8.05 | 7.91 | 7.74 | 7.23 | 6.5 | 5.99 | 5.36 | 4.78 | 4.12 | 2.99 | 1.92 | 0.78 | -0.48 | -1.8 | -8.4 | -11.99 | -12.86
Bridgwater / Taunton 132kV | Bowhays Cross 33kV | Bowhays Cross | Primary | 11 | -3.3396 | 51.1599 | WPD Best View | Thermal headroom (MW) | 8.22 | 8.05 | 7.91 | 7.74 | 7.23 | 6.5 | 5.99 | 5.36 | 4.78 | 4.12 | 2.99 | 1.92 | 0.78 | -0.48 | -1.8 | -8.4 | -11.99 | -12.86
Bridgwater / Taunton 132kV | Bowhays Cross 33kV | Holford | Primary | 11 | -3.1967 | 51.1688 | Consumer Transformation | Thermal headroom (MW) | 1.68 | 1.67 | 1.67 | 1.67 | 1.66 | 1.58 | 1.5 | 1.43 | 1.36 | 1.26 | 1.12 | 0.96 | 0.8 | 0.64 | 0.49 | -0.46 | -0.75 | -0.94
Bridgwater / Taunton 132kV | Bowhays Cross 33kV | Holford | Primary | 11 | -3.1967 | 51.1688 | Leading the Way | Thermal headroom (MW) | 1.68 | 1.66 | 1.65 | 1.64 | 1.6 | 1.48 | 1.32 | 1.14 | 0.88 | 0.56 | 0.44 | 0.28 | 0.08 | -0.12 | -0.31 | -1.06 | -1.56 | -2.06
Bridgwater / Taunton 132kV | Bowhays Cross 33kV | Holford | Primary | 11 | -3.1967 | 51.1688 | Steady Progression | Thermal headroom (MW) | 1.68 | 1.67 | 1.69 | 1.7 | 1.7 | 1.66 | 1.62 | 1.56 | 1.51 | 1.42 | 1.29 | 1.2 | 1.1 | 0.99 | 0.88 | -0.3 | -0.88 | -0.95
Bridgwater / Taunton 132kV | Bowhays Cross 33kV | Holford | Primary | 11 | -3.1967 | 51.1688 | System Transformation | Thermal headroom (MW) | 1.68 | 1.66 | 1.67 | 1.66 | 1.65 | 1.63 | 1.61 | 1.57 | 1.53 | 1.5 | 1.34 | 1.29 | 1.14 | 1.06 | 0.93 | -0.3 | -1.67 | -2.17
Bridgwater / Taunton 132kV | Bowhays Cross 33kV | Holford | Primary | 11 | -3.1967 | 51.1688 | WPD Best View | Thermal headroom (MW) | 1.68 | 1.66 | 1.67 | 1.66 | 1.65 | 1.63 | 1.6 | 1.56 | 1.52 | 1.48 | 1.32 | 1.26 | 1.11 | 1.03 | 0.9 | -0.34 | -1.68 | -2.16
Bridgwater / Taunton 132kV | Bowhays Cross 33kV | Luckwell Bridge | Primary | 11 | -3.5634 | 51.1374 | Consumer Transformation | Thermal headroom (MW) | 5.24 | 5.22 | 5.22 | 5.22 | 5.18 | 4.99 | 4.81 | 4.62 | 4.35 | 3.99 | 3.19 | 2.4 | 1.6 | 0.79 | 0.04 | -1.97 | -2.93 | -3.19
Bridgwater / Taunton 132kV | Bowhays Cross 33kV | Luckwell Bridge | Primary | 11 | -3.5634 | 51.1374 | Leading the Way | Thermal headroom (MW) | 5.24 | 5.19 | 5.17 | 5.13 | 5.04 | 4.79 | 4.44 | 4 | 3.46 | 2.8 | 2.13 | 1.36 | 0.6 | -0.13 | -0.48 | -2.21 | -3.22 | -3.73
Bridgwater / Taunton 132kV | Bowhays Cross 33kV | Luckwell Bridge | Primary | 11 | -3.5634 | 51.1374 | Steady Progression | Thermal headroom (MW) | 5.24 | 5.23 | 5.24 | 5.25 | 5.26 | 5.13 | 5 | 4.86 | 4.73 | 4.54 | 4.25 | 3.94 | 3.63 | 3.27 | 2.93 | 0.24 | -1.05 | -1.62
Bridgwater / Taunton 132kV | Bowhays Cross 33kV | Luckwell Bridge | Primary | 11 | -3.5634 | 51.1374 | System Transformation | Thermal headroom (MW) | 5.24 | 5.21 | 5.21 | 5.2 | 5.16 | 5.13 | 5.09 | 5.04 | 4.97 | 4.88 | 4.62 | 4.46 | 4.2 | 3.55 | 2.85 | -0.25 | -2.78 | -3.41
Bridgwater / Taunton 132kV | Bowhays Cross 33kV | Luckwell Bridge | Primary | 11 | -3.5634 | 51.1374 | WPD Best View | Thermal headroom (MW) | 5.24 | 5.21 | 5.21 | 5.2 | 5.16 | 5.13 | 5.09 | 5.04 | 4.97 | 4.88 | 4.62 | 4.46 | 4.2 | 3.55 | 2.85 | -0.25 | -2.78 | -3.41
Bridgwater / Taunton 132kV | Bowhays Cross 33kV | Periton | Primary | 11 | -3.4968 | 51.2006 | Consumer Transformation | Thermal headroom (MW) | 31.774 | 31.754 | 31.784 | 31.804 | 31.784 | 31.624 | 31.494 | 31.354 | 31.204 | 31.044 | 30.694 | 30.314 | 29.924 | 29.564 | 29.274 | 27.764 | 27.234 | 27.034
Bridgwater / Taunton 132kV | Bowhays Cross 33kV | Periton | Primary | 11 | -3.4968 | 51.2006 | Leading the Way | Thermal headroom (MW) | 31.774 | 31.704 | 31.664 | 31.634 | 31.544 | 31.344 | 31.124 | 30.824 | 30.414 | 29.884 | 29.574 | 29.194 | 28.784 | 28.404 | 28.104 | 26.994 | 26.544 | 26.144
Bridgwater / Taunton 132kV | Bowhays Cross 33kV | Periton | Primary | 11 | -3.4968 | 51.2006 | Steady Progression | Thermal headroom (MW) | 31.774 | 31.774 | 31.814 | 31.864 | 31.894 | 31.854 | 31.804 | 31.754 | 31.674 | 31.564 | 31.344 | 31.184 | 31.004 | 30.774 | 30.544 | 28.714 | 27.954 | 27.874
Bridgwater / Taunton 132kV | Bowhays Cross 33kV | Periton | Primary | 11 | -3.4968 | 51.2006 | System Transformation | Thermal headroom (MW) | 31.774 | 31.754 | 31.784 | 31.804 | 31.794 | 31.794 | 31.794 | 31.774 | 31.724 | 31.674 | 31.464 | 31.374 | 31.184 | 31.064 | 30.804 | 28.844 | 27.074 | 26.554
Bridgwater / Taunton 132kV | Bowhays Cross 33kV | Periton | Primary | 11 | -3.4968 | 51.2006 | WPD Best View | Thermal headroom (MW) | 31.774 | 31.754 | 31.784 | 31.804 | 31.794 | 31.794 | 31.794 | 31.774 | 31.724 | 31.674 | 31.464 | 31.374 | 31.184 | 31.064 | 30.804 | 28.844 | 27.074 | 26.554
Bridgwater / Taunton 132kV | Bowhays Cross 33kV | Wiveliscombe | Primary | 11 | -3.3087 | 51.0357 | Consumer Transformation | Thermal headroom (MW) | 8.59 | 8.5 | 8.29 | 8.22 | 8.08 | 7.63 | 7.3 | 6.94 | 6.54 | 6.14 | 5.39 | 4.65 | 3.89 | 3.21 | 2.52 | -1.18 | -2.93 | -3.78
Bridgwater / Taunton 132kV | Bowhays Cross 33kV | Wiveliscombe | Primary | 11 | -3.3087 | 51.0357 | Leading the Way | Thermal headroom (MW) | 8.59 | 8.43 | 8.12 | 7.98 | 7.75 | 7.01 | 6.43 | 5.66 | 4.86 | 4.02 | 3.27 | 2.58 | 1.94 | 1.31 | 0.78 | -1.43 | -2.19 | -2.61
Bridgwater / Taunton 132kV | Bowhays Cross 33kV | Wiveliscombe | Primary | 11 | -3.3087 | 51.0357 | Steady Progression | Thermal headroom (MW) | 8.59 | 8.57 | 8.44 | 8.47 | 8.47 | 8.22 | 8.07 | 7.89 | 7.67 | 7.45 | 7.13 | 6.84 | 6.53 | 6.17 | 5.76 | 2.98 | 1.61 | 1.2
Bridgwater / Taunton 132kV | Bowhays Cross 33kV | Wiveliscombe | Primary | 11 | -3.3087 | 51.0357 | System Transformation | Thermal headroom (MW) | 8.59 | 8.55 | 8.37 | 8.36 | 8.3 | 8.06 | 7.93 | 7.76 | 7.56 | 7.33 | 7.04 | 6.76 | 6.47 | 6.19 | 5.92 | 3.27 | 1.53 | 1.16
Bridgwater / Taunton 132kV | Bowhays Cross 33kV | Wiveliscombe | Primary | 11 | -3.3087 | 51.0357 | WPD Best View | Thermal headroom (MW) | 8.59 | 8.55 | 8.37 | 8.36 | 8.3 | 8.06 | 7.93 | 7.76 | 7.56 | 7.33 | 7.04 | 6.76 | 6.47 | 6.19 | 5.92 | 3.27 | 1.53 | 1.16
Bridgwater / Taunton 132kV | Bridgwater / Street 33kV | Bridgwater / Street 33kV | Bulk Supply Point | 33 |  |  | Consumer Transformation | Thermal headroom (MW) | 13.6521 | 9.5299 | 7.8324 | 3.8124 | -2.0588 | -13.5814 | -25.7581 | -37.9444 | -50.3529 | -63.9044 | -91.3142 | -120.4376 | -150.3041 | -179.6488 | -208.3698 | -336.5931 | -439.7531 | -504.6596
Bridgwater / Taunton 132kV | Bridgwater / Street 33kV | Bridgwater / Street 33kV | Bulk Supply Point | 33 |  |  | Leading the Way | Thermal headroom (MW) | 13.6521 | 6.7863 | 2.0424 | -5.1377 | -15.58 | -34.9283 | -57.0403 | -82.7405 | -117.747 | -156.6296 | -182.4145 | -212.9263 | -246.683 | -280.6475 | -311.9832 | -418.143 | -484.4623 | -542.5582
Bridgwater / Taunton 132kV | Bridgwater / Street 33kV | Bridgwater / Street 33kV | Bulk Supply Point | 33 |  |  | Steady Progression | Thermal headroom (MW) | 13.6521 | 12.1274 | 13.1274 | 13.0245 | 12.4458 | 7.7044 | 2.4426 | -3.4172 | -9.7466 | -19.9275 | -34.1498 | -43.9871 | -54.5871 | -67.0054 | -79.4665 | -163.8058 | -201.9024 | -216.1636
Bridgwater / Taunton 132kV | Bridgwater / Street 33kV | Bridgwater / Street 33kV | Bulk Supply Point | 33 |  |  | System Transformation | Thermal headroom (MW) | 13.6521 | 10.8284 | 10.5143 | 8.6193 | 5.7868 | 2.0328 | -2.8618 | -8.8278 | -15.6252 | -22.2098 | -33.9707 | -44.0737 | -56.8209 | -68.6129 | -82.154 | -171.2785 | -234.6274 | -256.4312
Bridgwater / Taunton 132kV | Bridgwater / Street 33kV | Bridgwater / Street 33kV | Bulk Supply Point | 33 |  |  | WPD Best View | Thermal headroom (MW) | 13.6521 | 11.7805 | 12.412 | 11.7694 | 10.4346 | 6.2335 | 1.5436 | -3.7294 | -9.3206 | -18.7308 | -31.8743 | -41.4883 | -51.8861 | -63.6584 | -75.3536 | -158.4214 | -203.6996 | -216.6183
Bridgwater / Taunton 132kV | Bridgwater / Street 33kV | Bath Road Primary | Primary | 11 | -2.9815 | 51.1418 | Consumer Transformation | Thermal headroom (MW) | -6.46 | -7.05 | -7.17 | -7.42 | -7.87 | -9.34 | -11.2 | -12.87 | -14.61 | -16.84 | -22.49 | -28.06 | -33.63 | -39.21 | -44.55 | -62.71 | -83.86 | -99.35
Bridgwater / Taunton 132kV | Bridgwater / Street 33kV | Bath Road Primary | Primary | 11 | -2.9815 | 51.1418 | Leading the Way | Thermal headroom (MW) | -6.46 | -7.41 | -7.91 | -8.51 | -9.42 | -11.39 | -13.98 | -17 | -21.45 | -27.29 | -32 | -36.92 | -42.19 | -47.41 | -51.88 | -62.58 | -67.02 | -70.55
Bridgwater / Taunton 132kV | Bridgwater / Street 33kV | Bath Road Primary | Primary | 11 | -2.9815 | 51.1418 | Steady Progression | Thermal headroom (MW) | -6.46 | -6.7 | -6.39 | -6.11 | -5.89 | -6.14 | -6.66 | -7.18 | -7.75 | -8.94 | -10.55 | -11.46 | -12.71 | -14.38 | -16.35 | -26.31 | -29.94 | -30.31
Bridgwater / Taunton 132kV | Bridgwater / Street 33kV | Bath Road Primary | Primary | 11 | -2.9815 | 51.1418 | System Transformation | Thermal headroom (MW) | -6.46 | -6.9 | -6.81 | -6.78 | -6.85 | -7.1 | -7.89 | -8.68 | -9.69 | -10.6 | -12.5 | -13.99 | -15.87 | -18.36 | -20.88 | -31.95 | -36.98 | -37.82
Bridgwater / Taunton 132kV | Bridgwater / Street 33kV | Bath Road Primary | Primary | 11 | -2.9815 | 51.1418 | WPD Best View | Thermal headroom (MW) | -6.46 | -6.7 | -6.39 | -6.11 | -5.89 | -6.14 | -6.66 | -7.18 | -7.75 | -8.94 | -10.55 | -11.46 | -12.71 | -14.38 | -16.35 | -26.31 | -29.94 | -30.31
Bridgwater / Taunton 132kV | Bridgwater / Street 33kV | Bridgwater Local | Primary | 11 | -3.0082 | 51.1292 | Consumer Transformation | Thermal headroom (MW) | 2.81 | 2.33 | 2.04 | 1.63 | 1.09 | 0.28 | -0.57 | -1.44 | -2.23 | -3.03 | -5.33 | -7.68 | -10.07 | -12.4 | -14.73 | -24.44 | -34.1 | -40.37
Bridgwater / Taunton 132kV | Bridgwater / Street 33kV | Bridgwater Local | Primary | 11 | -3.0082 | 51.1292 | Leading the Way | Thermal headroom (MW) | 2.81 | 1.99 | 1.36 | 0.63 | -0.33 | -1.65 | -2.93 | -4.55 | -6.61 | -8.83 | -10.86 | -13.04 | -15.38 | -17.74 | -19.95 | -25.4 | -27.82 | -29.53
Bridgwater / Taunton 132kV | Bridgwater / Street 33kV | Bridgwater Local | Primary | 11 | -3.0082 | 51.1292 | Steady Progression | Thermal headroom (MW) | 2.81 | 2.64 | 2.68 | 2.69 | 2.67 | 2.49 | 2.28 | 2.03 | 1.8 | 1.29 | 0.52 | 0.02 | -0.52 | -1.14 | -1.71 | -5.95 | -9.12 | -10.19
Bridgwater / Taunton 132kV | Bridgwater / Street 33kV | Bridgwater Local | Primary | 11 | -3.0082 | 51.1292 | System Transformation | Thermal headroom (MW) | 2.81 | 2.49 | 2.38 | 2.21 | 1.99 | 1.76 | 1.49 | 1.11 | 0.66 | 0.23 | -0.69 | -1.27 | -2.14 | -2.77 | -3.52 | -8.27 | -11.63 | -13.25
Bridgwater / Taunton 132kV | Bridgwater / Street 33kV | Bridgwater Local | Primary | 11 | -3.0082 | 51.1292 | WPD Best View | Thermal headroom (MW) | 2.81 | 2.64 | 2.68 | 2.69 | 2.67 | 2.49 | 2.28 | 2.03 | 1.8 | 1.29 | 0.52 | 0.02 | -0.52 | -1.14 | -1.71 | -5.95 | -9.12 | -10.19
Bridgwater / Taunton 132kV | Bridgwater / Street 33kV | Burnham | Primary | 11 | -2.9881 | 51.2382 | Consumer Transformation | Thermal headroom (MW) | 9.32 | 8.95 | 8.78 | 8.55 | 8.21 | 7.63 | 7 | 6.37 | 5.71 | 5.01 | 3.19 | 1.24 | -0.79 | -2.74 | -4.62 | -16.41 | -23.86 | -27.49
Bridgwater / Taunton 132kV | Bridgwater / Street 33kV | Burnham | Primary | 11 | -2.9881 | 51.2382 | Leading the Way | Thermal headroom (MW) | 9.32 | 8.61 | 8.1 | 7.54 | 6.64 | 5.32 | 3.96 | 2.33 | 0.71 | -1.11 | -3.26 | -5.54 | -7.78 | -10.02 | -12.11 | -18.99 | -21.86 | -23.72
Bridgwater / Taunton 132kV | Bridgwater / Street 33kV | Burnham | Primary | 11 | -2.9881 | 51.2382 | Steady Progression | Thermal headroom (MW) | 9.32 | 9.27 | 9.42 | 9.55 | 9.64 | 9.54 | 9.42 | 9.25 | 9.02 | 8.71 | 8.14 | 7.55 | 6.92 | 6.26 | 5.58 | 0.61 | -2.77 | -3.96
Bridgwater / Taunton 132kV | Bridgwater / Street 33kV | Burnham | Primary | 11 | -2.9881 | 51.2382 | System Transformation | Thermal headroom (MW) | 9.32 | 9.15 | 9.18 | 9.17 | 9.12 | 9.02 | 8.89 | 8.63 | 8.3 | 7.9 | 7.24 | 6.53 | 5.81 | 5.11 | 4.39 | -0.63 | -3.42 | -4.46
Bridgwater / Taunton 132kV | Bridgwater / Street 33kV | Burnham | Primary | 11 | -2.9881 | 51.2382 | WPD Best View | Thermal headroom (MW) | 9.32 | 9.27 | 9.42 | 9.55 | 9.64 | 9.54 | 9.42 | 9.25 | 9.02 | 8.71 | 8.14 | 7.55 | 6.92 | 6.26 | 5.58 | 0.61 | -2.77 | -3.96
Bridgwater / Taunton 132kV | Bridgwater / Street 33kV | Colley Lane | Primary | 11 | -2.9885 | 51.1194 | Consumer Transformation | Thermal headroom (MW) | 18.78 | 18.33 | 18.22 | 18.02 | 17.59 | 16.17 | 14.14 | 11.77 | 9.32 | 6.45 | 1.55 | -3.14 | -7.89 | -12.53 | -17.15 | -36.57 | -55.67 | -69.34
Bridgwater / Taunton 132kV | Bridgwater / Street 33kV | Colley Lane | Primary | 11 | -2.9885 | 51.1194 | Leading the Way | Thermal headroom (MW) | 18.78 | 17.91 | 17.37 | 16.76 | 15.85 | 13.95 | 10.59 | 6.44 | 1.22 | -4.04 | -8.41 | -12.84 | -17.41 | -21.9 | -26.16 | -39.89 | -47.5 | -54.46
Bridgwater / Taunton 132kV | Bridgwater / Street 33kV | Colley Lane | Primary | 11 | -2.9885 | 51.1194 | Steady Progression | Thermal headroom (MW) | 18.78 | 18.68 | 18.95 | 19.2 | 19.4 | 19.2 | 18.56 | 17.62 | 16.57 | 15.16 | 13.52 | 12.28 | 10.99 | 9.51 | 7.85 | -3.05 | -8.12 | -9.84
Bridgwater / Taunton 132kV | Bridgwater / Street 33kV | Colley Lane | Primary | 11 | -2.9885 | 51.1194 | System Transformation | Thermal headroom (MW) | 18.78 | 18.51 | 18.59 | 18.64 | 18.58 | 18.47 | 17.64 | 16.22 | 14.57 | 13.12 | 11.71 | 10.07 | 8.41 | 6.64 | 4.4 | -7.06 | -13.52 | -15.78
Bridgwater / Taunton 132kV | Bridgwater / Street 33kV | Colley Lane | Primary | 11 | -2.9885 | 51.1194 | WPD Best View | Thermal headroom (MW) | 18.78 | 18.68 | 18.95 | 19.2 | 19.4 | 19.2 | 18.57 | 17.63 | 16.58 | 15.18 | 13.55 | 12.31 | 11.03 | 9.56 | 7.91 | -3 | -8.11 | -9.83
Bridgwater / Taunton 132kV | Bridgwater / Street 33kV | Creech St Michael | Primary | 11 | -3.0255 | 51.0156 | Consumer Transformation | Thermal headroom (MW) | 9.56 | 9.38 | 9.34 | 8.95 | 8.46 | 7.69 | 6.99 | 6.29 | 5.41 | 4.3 | 2.8 | 1.3 | -0.19 | -1.76 | -3.36 | -10.91 | -13.78 | -14.9
Bridgwater / Taunton 132kV | Bridgwater / Street 33kV | Creech St Michael | Primary | 11 | -3.0255 | 51.0156 | Leading the Way | Thermal headroom (MW) | 9.56 | 9.27 | 9.12 | 8.55 | 7.84 | 6.5 | 5.22 | 3.8 | 2.41 | 0.76 | -0.54 | -1.91 | -3.28 | -4.76 | -6.18 | -11.56 | -12.81 | -13.25
Bridgwater / Taunton 132kV | Bridgwater / Street 33kV | Creech St Michael | Primary | 11 | -3.0255 | 51.0156 | Steady Progression | Thermal headroom (MW) | 9.56 | 9.48 | 9.53 | 9.32 | 9.09 | 8.66 | 8.26 | 7.83 | 7.37 | 6.88 | 6.12 | 5.36 | 4.6 | 3.84 | 2.97 | -2.4 | -4.37 | -5.09
Bridgwater / Taunton 132kV | Bridgwater / Street 33kV | Creech St Michael | Primary | 11 | -3.0255 | 51.0156 | System Transformation | Thermal headroom (MW) | 9.56 | 9.42 | 9.42 | 9.11 | 8.75 | 8.39 | 8.12 | 7.81 | 7.45 | 7 | 6.44 | 5.85 | 5.25 | 4.44 | 3.53 | -1.77 | -4.88 | -5.56
Bridgwater / Taunton 132kV | Bridgwater / Street 33kV | Creech St Michael | Primary | 11 | -3.0255 | 51.0156 | WPD Best View | Thermal headroom (MW) | 9.56 | 9.42 | 9.43 | 9.12 | 8.76 | 8.39 | 8.1 | 7.78 | 7.4 | 6.95 | 6.37 | 5.79 | 5.07 | 4.23 | 3.3 | -2.02 | -4.99 | -5.64
Bridgwater / Taunton 132kV | Bridgwater / Street 33kV | Curry Mallet | Primary | 11 | -2.9449 | 50.9867 | Consumer Transformation | Thermal headroom (MW) | 2.568 | 2.528 | 2.518 | 2.468 | 2.388 | 2.218 | 2.048 | 1.878 | 1.708 | 1.548 | 1.298 | 0.998 | 0.668 | 0.348 | 0.028 | -1.362 | -2.122 | -2.502
Bridgwater / Taunton 132kV | Bridgwater / Street 33kV | Curry Mallet | Primary | 11 | -2.9449 | 50.9867 | Leading the Way | Thermal headroom (MW) | 2.568 | 2.508 | 2.468 | 2.368 | 2.248 | 2.028 | 1.778 | 1.478 | 1.198 | 0.838 | 0.568 | 0.288 | 0.008 | -0.222 | -0.452 | -1.572 | -1.992 | -2.292
Bridgwater / Taunton 132kV | Bridgwater / Street 33kV | Curry Mallet | Primary | 11 | -2.9449 | 50.9867 | Steady Progression | Thermal headroom (MW) | 2.568 | 2.558 | 2.578 | 2.558 | 2.548 | 2.468 | 2.378 | 2.278 | 2.158 | 2.028 | 1.838 | 1.648 | 1.458 | 1.248 | 0.978 | -0.632 | -1.182 | -1.402
Bridgwater / Taunton 132kV | Bridgwater / Street 33kV | Curry Mallet | Primary | 11 | -2.9449 | 50.9867 | System Transformation | Thermal headroom (MW) | 2.568 | 2.538 | 2.548 | 2.508 | 2.468 | 2.438 | 2.408 | 2.358 | 2.298 | 2.218 | 2.088 | 1.948 | 1.808 | 1.678 | 1.568 | 0.268 | -0.852 | -1.112
Bridgwater / Taunton 132kV | Bridgwater / Street 33kV | Curry Mallet | Primary | 11 | -2.9449 | 50.9867 | WPD Best View | Thermal headroom (MW) | 2.568 | 2.538 | 2.548 | 2.508 | 2.468 | 2.438 | 2.408 | 2.358 | 2.298 | 2.218 | 2.088 | 1.948 | 1.808 | 1.678 | 1.568 | 0.268 | -0.852 | -1.112
Bridgwater / Taunton 132kV | Bridgwater / Street 33kV | Edgarley | Primary | 11 | -2.6873 | 51.1395 | Consumer Transformation | Thermal headroom (MW) | 0.366 | 0.226 | 0.186 | 0.116 | -0.024 | -0.234 | -0.434 | -0.654 | -1.044 | -1.474 | -2.154 | -2.834 | -3.544 | -4.214 | -4.824 | -7.984 | -9.684 | -10.454
Bridgwater / Taunton 132kV | Bridgwater / Street 33kV | Edgarley | Primary | 11 | -2.6873 | 51.1395 | Leading the Way | Thermal headroom (MW) | 0.366 | 0.166 | 0.066 | -0.064 | -0.284 | -0.694 | -1.244 | -1.864 | -2.474 | -3.144 | -3.804 | -4.504 | -5.224 | -5.894 | -6.474 | -8.474 | -9.124 | -9.264
Bridgwater / Taunton 132kV | Bridgwater / Street 33kV | Edgarley | Primary | 11 | -2.6873 | 51.1395 | Steady Progression | Thermal headroom (MW) | 0.366 | 0.306 | 0.336 | 0.356 | 0.346 | 0.256 | 0.166 | 0.066 | -0.044 | -0.154 | -0.394 | -0.674 | -0.994 | -1.304 | -1.654 | -3.854 | -4.974 | -5.394
Bridgwater / Taunton 132kV | Bridgwater / Street 33kV | Edgarley | Primary | 11 | -2.6873 | 51.1395 | System Transformation | Thermal headroom (MW) | 0.366 | 0.266 | 0.276 | 0.246 | 0.196 | 0.126 | 0.066 | -0.034 | -0.154 | -0.284 | -0.484 | -0.804 | -1.214 | -1.594 | -2.044 | -4.254 | -5.264 | -5.454
Bridgwater / Taunton 132kV | Bridgwater / Street 33kV | Edgarley | Primary | 11 | -2.6873 | 51.1395 | WPD Best View | Thermal headroom (MW) | 0.366 | 0.306 | 0.336 | 0.356 | 0.346 | 0.256 | 0.166 | 0.066 | -0.044 | -0.154 | -0.394 | -0.674 | -0.994 | -1.304 | -1.654 | -3.854 | -4.974 | -5.394
Bridgwater / Taunton 132kV | Bridgwater / Street 33kV | Millfield | Primary | 11 | -2.7297 | 51.1122 | Consumer Transformation | Thermal headroom (MW) | 6.81 | 6.45 | 6.33 | 6.09 | 5.58 | 4.46 | 3.69 | 2.89 | 2.04 | 1.26 | -0.47 | -2.55 | -4.65 | -6.72 | -8.71 | -19.57 | -25.95 | -28.96
Bridgwater / Taunton 132kV | Bridgwater / Street 33kV | Millfield | Primary | 11 | -2.7297 | 51.1122 | Leading the Way | Thermal headroom (MW) | 6.81 | 6.19 | 5.77 | 5.27 | 4.39 | 2.46 | 1.08 | -0.55 | -2.49 | -4.49 | -6.59 | -8.8 | -10.95 | -13.03 | -14.95 | -21.51 | -23.93 | -25.21
Bridgwater / Taunton 132kV | Bridgwater / Street 33kV | Millfield | Primary | 11 | -2.7297 | 51.1122 | Steady Progression | Thermal headroom (MW) | 6.81 | 6.73 | 6.87 | 7 | 7.04 | 6.54 | 6.29 | 5.99 | 5.63 | 5.24 | 4.63 | 4.02 | 3.35 | 2.65 | 1.93 | -4.22 | -7.79 | -9
Bridgwater / Taunton 132kV | Bridgwater / Street 33kV | Millfield | Primary | 11 | -2.7297 | 51.1122 | System Transformation | Thermal headroom (MW) | 6.81 | 6.62 | 6.65 | 6.66 | 6.48 | 5.9 | 5.63 | 5.28 | 4.86 | 4.4 | 3.75 | 3.05 | 2.32 | 1.61 | 0.99 | -5.25 | -8.45 | -9.2
Bridgwater / Taunton 132kV | Bridgwater / Street 33kV | Millfield | Primary | 11 | -2.7297 | 51.1122 | WPD Best View | Thermal headroom (MW) | 6.81 | 6.73 | 6.87 | 6.99 | 7.02 | 6.53 | 6.28 | 5.98 | 5.63 | 5.23 | 4.63 | 4.02 | 3.36 | 2.66 | 1.94 | -4.19 | -7.8 | -9
Bridgwater / Taunton 132kV | Bridgwater / Street 33kV | Nether Stowey | Primary | 11 | -3.1256 | 51.1482 | Consumer Transformation | Thermal headroom (MW) | 7.74 | 7.66 | 7.66 | 7.62 | 7.53 | 7.2 | 6.88 | 6.57 | 6.26 | 5.91 | 5.37 | 4.83 | 4.15 | 3.48 | 2.85 | -0.3 | -2.04 | -2.9
Bridgwater / Taunton 132kV | Bridgwater / Street 33kV | Nether Stowey | Primary | 11 | -3.1256 | 51.1482 | Leading the Way | Thermal headroom (MW) | 7.74 | 7.58 | 7.49 | 7.37 | 7.19 | 6.7 | 6.08 | 5.46 | 4.86 | 4.05 | 3.57 | 3.06 | 2.54 | 2.02 | 1.51 | -0.87 | -1.72 | -2.33
Bridgwater / Taunton 132kV | Bridgwater / Street 33kV | Nether Stowey | Primary | 11 | -3.1256 | 51.1482 | Steady Progression | Thermal headroom (MW) | 7.74 | 7.72 | 7.78 | 7.82 | 7.85 | 7.7 | 7.54 | 7.33 | 7.1 | 6.85 | 6.47 | 6.11 | 5.74 | 5.35 | 4.93 | 2.05 | 1.19 | 0.82
Bridgwater / Taunton 132kV | Bridgwater / Street 33kV | Nether Stowey | Primary | 11 | -3.1256 | 51.1482 | System Transformation | Thermal headroom (MW) | 7.74 | 7.68 | 7.7 | 7.7 | 7.67 | 7.63 | 7.57 | 7.49 | 7.38 | 7.25 | 7.01 | 6.75 | 6.48 | 6.23 | 6.01 | 3.8 | 1.8 | 1.16
Bridgwater / Taunton 132kV | Bridgwater / Street 33kV | Nether Stowey | Primary | 11 | -3.1256 | 51.1482 | WPD Best View | Thermal headroom (MW) | 7.74 | 7.71 | 7.75 | 7.79 | 7.8 | 7.68 | 7.56 | 7.42 | 7.27 | 7.08 | 6.75 | 6.42 | 6.08 | 5.73 | 5.37 | 2.72 | 1.43 | 0.94
Bridgwater / Taunton 132kV | Bridgwater / Street 33kV | North Street Langport | Primary | 11 | -2.8284 | 51.0396 | Consumer Transformation | Thermal headroom (MW) | 7.41 | 7.24 | 7.2 | 7.07 | 6.86 | 6.31 | 5.85 | 5.38 | 4.97 | 4.56 | 3.78 | 2.89 | 1.99 | 1.12 | 0.28 | -3.82 | -5.89 | -6.89
Bridgwater / Taunton 132kV | Bridgwater / Street 33kV | North Street Langport | Primary | 11 | -2.8284 | 51.0396 | Leading the Way | Thermal headroom (MW) | 7.41 | 7.12 | 6.98 | 6.74 | 6.41 | 5.63 | 4.89 | 4.06 | 3.14 | 2.18 | 1.46 | 0.64 | -0.12 | -0.87 | -1.56 | -4.54 | -5.43 | -6.04
Bridgwater / Taunton 132kV | Bridgwater / Street 33kV | North Street Langport | Primary | 11 | -2.8284 | 51.0396 | Steady Progression | Thermal headroom (MW) | 7.41 | 7.33 | 7.37 | 7.38 | 7.37 | 7.08 | 6.86 | 6.61 | 6.34 | 6.05 | 5.64 | 5.22 | 4.79 | 4.25 | 3.72 | 0.06 | -1.46 | -2.25
Bridgwater / Taunton 132kV | Bridgwater / Street 33kV | North Street Langport | Primary | 11 | -2.8284 | 51.0396 | System Transformation | Thermal headroom (MW) | 7.41 | 7.29 | 7.29 | 7.25 | 7.16 | 6.93 | 6.79 | 6.62 | 6.45 | 6.23 | 5.9 | 5.53 | 5.17 | 4.83 | 4.51 | 0.81 | -1.63 | -2.15
Bridgwater / Taunton 132kV | Bridgwater / Street 33kV | North Street Langport | Primary | 11 | -2.8284 | 51.0396 | WPD Best View | Thermal headroom (MW) | 7.41 | 7.29 | 7.29 | 7.25 | 7.16 | 6.93 | 6.79 | 6.62 | 6.45 | 6.23 | 5.9 | 5.53 | 5.17 | 4.83 | 4.51 | 0.81 | -1.63 | -2.15
Bridgwater / Taunton 132kV | Bridgwater / Street 33kV | Shapwick | Primary | 11 | -2.8445 | 51.1292 | Consumer Transformation | Thermal headroom (MW) | 2.225 | 2.145 | 2.105 | 2.025 | 1.895 | 1.525 | 1.145 | 0.765 | 0.395 | -0.065 | -1.415 | -2.885 | -4.355 | -5.825 | -7.385 | -13.005 | -22.315 | -29.805
Bridgwater / Taunton 132kV | Bridgwater / Street 33kV | Shapwick | Primary | 11 | -2.8445 | 51.1292 | Leading the Way | Thermal headroom (MW) | 2.225 | 2.075 | 1.935 | 1.745 | 1.175 | 0.115 | -1.145 | -2.875 | -7.575 | -12.755 | -13.975 | -16.565 | -20.325 | -24.405 | -28.365 | -41.495 | -57.345 | -74.005
Bridgwater / Taunton 132kV | Bridgwater / Street 33kV | Shapwick | Primary | 11 | -2.8445 | 51.1292 | Steady Progression | Thermal headroom (MW) | 2.225 | 2.185 | 2.195 | 2.195 | 2.165 | 1.975 | 1.745 | 1.495 | 1.225 | -0.115 | -1.785 | -2.135 | -2.535 | -3.265 | -3.705 | -6.605 | -7.675 | -8.115
Bridgwater / Taunton 132kV | Bridgwater / Street 33kV | Shapwick | Primary | 11 | -2.8445 | 51.1292 | System Transformation | Thermal headroom (MW) | 2.225 | 2.135 | 2.085 | 1.995 | 1.855 | 1.635 | 1.375 | 1.025 | 0.605 | 0.295 | -0.935 | -1.245 | -2.315 | -2.745 | -3.695 | -9.125 | -16.165 | -20.385
Bridgwater / Taunton 132kV | Bridgwater / Street 33kV | Shapwick | Primary | 11 | -2.8445 | 51.1292 | WPD Best View | Thermal headroom (MW) | 2.225 | 2.185 | 2.195 | 2.195 | 2.165 | 1.975 | 1.745 | 1.495 | 1.225 | -0.115 | -1.785 | -2.135 | -2.535 | -3.265 | -3.705 | -6.605 | -7.675 | -8.115
Bridgwater / Taunton 132kV | Bridgwater / Street 33kV | Somerton | Primary | 11 | -2.7412 | 51.0581 | Consumer Transformation | Thermal headroom (MW) | 2.29 | 2.05 | 1.97 | 1.72 | 1.29 | 0.54 | -0.17 | -0.87 | -1.37 | -2.03 | -3.28 | -4.5 | -5.78 | -6.99 | -8.1 | -14.28 | -17.14 | -18.43
Bridgwater / Taunton 132kV | Bridgwater / Street 33kV | Somerton | Primary | 11 | -2.7412 | 51.0581 | Leading the Way | Thermal headroom (MW) | 2.29 | 1.94 | 1.73 | 1.36 | 0.75 | -0.42 | -1.54 | -2.89 | -4 | -5.28 | -6.38 | -7.57 | -8.72 | -9.8 | -10.73 | -14.71 | -15.98 | -16.63
Bridgwater / Taunton 132kV | Bridgwater / Street 33kV | Somerton | Primary | 11 | -2.7412 | 51.0581 | Steady Progression | Thermal headroom (MW) | 2.29 | 2.17 | 2.21 | 2.19 | 2.07 | 1.68 | 1.34 | 0.99 | 0.69 | 0.33 | -0.18 | -0.66 | -1.2 | -1.88 | -2.55 | -7.5 | -9.88 | -10.89
Bridgwater / Taunton 132kV | Bridgwater / Street 33kV | Somerton | Primary | 11 | -2.7412 | 51.0581 | System Transformation | Thermal headroom (MW) | 2.29 | 2.12 | 2.11 | 2.02 | 1.79 | 1.44 | 1.12 | 0.8 | 0.55 | 0.26 | -0.19 | -0.65 | -1.13 | -1.59 | -2.25 | -7.34 | -10.41 | -10.97
Bridgwater / Taunton 132kV | Bridgwater / Street 33kV | Somerton | Primary | 11 | -2.7412 | 51.0581 | WPD Best View | Thermal headroom (MW) | 2.29 | 2.12 | 2.11 | 2.03 | 1.8 | 1.44 | 1.11 | 0.78 | 0.52 | 0.22 | -0.23 | -0.69 | -1.17 | -1.62 | -2.31 | -7.41 | -10.44 | -11.02
Bridgwater / Taunton 132kV | Bridgwater / Street 33kV | Watchfield | Primary | 11 | -2.9325 | 51.219 | Consumer Transformation | Thermal headroom (MW) | 13.005 | 12.825 | 12.755 | 12.595 | 12.305 | 11.675 | 10.345 | 9.145 | 7.945 | 7.025 | 5.905 | 4.845 | 3.825 | 2.835 | 1.915 | -2.525 | -3.855 | -4.115
Bridgwater / Taunton 132kV | Bridgwater / Street 33kV | Watchfield | Primary | 11 | -2.9325 | 51.219 | Leading the Way | Thermal headroom (MW) | 13.005 | 12.645 | 12.395 | 12.085 | 11.665 | 10.765 | 8.875 | 7.075 | 5.245 | 3.935 | 2.845 | 1.855 | 0.895 | 0.025 | -0.725 | -2.925 | -2.965 | -2.655
Bridgwater / Taunton 132kV | Bridgwater / Street 33kV | Watchfield | Primary | 11 | -2.9325 | 51.219 | Steady Progression | Thermal headroom (MW) | 13.005 | 12.915 | 12.955 | 12.975 | 12.915 | 12.675 | 12.065 | 11.475 | 10.845 | 10.375 | 9.755 | 9.205 | 8.665 | 8.095 | 7.495 | 3.825 | 2.635 | 2.735
Bridgwater / Taunton 132kV | Bridgwater / Street 33kV | Watchfield | Primary | 11 | -2.9325 | 51.219 | System Transformation | Thermal headroom (MW) | 13.005 | 12.845 | 12.845 | 12.815 | 12.695 | 12.575 | 11.765 | 11.025 | 10.185 | 9.755 | 9.205 | 8.635 | 8.065 | 7.475 | 6.845 | 3.305 | 1.885 | 2.015
Bridgwater / Taunton 132kV | Bridgwater / Street 33kV | Watchfield | Primary | 11 | -2.9325 | 51.219 | WPD Best View | Thermal headroom (MW) | 13.005 | 12.915 | 12.955 | 12.975 | 12.915 | 12.675 | 12.065 | 11.475 | 10.845 | 10.375 | 9.755 | 9.205 | 8.665 | 8.095 | 7.495 | 3.825 | 2.635 | 2.735
Bridgwater / Taunton 132kV | Bridgwater / Street 33kV | Wedmore | Primary | 11 | -2.8069 | 51.2296 | Consumer Transformation | Thermal headroom (MW) | 3.3375 | 3.2875 | 3.2675 | 3.2375 | 3.1675 | 3.0175 | 2.8775 | 2.7275 | 2.5875 | 2.4375 | 2.1875 | 1.8575 | 1.4975 | 1.1375 | 0.8275 | -0.6925 | -1.4625 | -1.8225
Bridgwater / Taunton 132kV | Bridgwater / Street 33kV | Wedmore | Primary | 11 | -2.8069 | 51.2296 | Leading the Way | Thermal headroom (MW) | 3.3375 | 3.2775 | 3.2275 | 3.1675 | 3.0675 | 2.8375 | 2.5475 | 2.2475 | 1.9375 | 1.5475 | 1.3075 | 1.0175 | 0.7175 | 0.4375 | 0.1575 | -0.9525 | -1.3325 | -1.5825
Bridgwater / Taunton 132kV | Bridgwater / Street 33kV | Wedmore | Primary | 11 | -2.8069 | 51.2296 | Steady Progression | Thermal headroom (MW) | 3.3375 | 3.3175 | 3.3375 | 3.3475 | 3.3475 | 3.2675 | 3.1875 | 3.0975 | 2.9775 | 2.8675 | 2.6775 | 2.5075 | 2.3375 | 2.1475 | 1.9675 | 0.5975 | 0.1575 | -0.0525
Bridgwater / Taunton 132kV | Bridgwater / Street 33kV | Wedmore | Primary | 11 | -2.8069 | 51.2296 | System Transformation | Thermal headroom (MW) | 3.3375 | 3.3075 | 3.3075 | 3.2975 | 3.2675 | 3.2375 | 3.1975 | 3.1375 | 3.0675 | 2.9775 | 2.8575 | 2.7375 | 2.5975 | 2.4675 | 2.3475 | 1.2375 | 0.3875 | 0.1475
Bridgwater / Taunton 132kV | Bridgwater / Street 33kV | Wedmore | Primary | 11 | -2.8069 | 51.2296 | WPD Best View | Thermal headroom (MW) | 3.3375 | 3.3175 | 3.3375 | 3.3475 | 3.3475 | 3.2675 | 3.1875 | 3.0975 | 2.9775 | 2.8675 | 2.6775 | 2.5075 | 2.3375 | 2.1475 | 1.9675 | 0.5975 | 0.1575 | -0.0525
Bridgwater / Taunton 132kV | Bridgwater / Street 33kV | Wells | Primary | 11 | -2.6494 | 51.2073 | Consumer Transformation | Thermal headroom (MW) | 2.53 | 2.11 | 1.76 | 0.92 | 0.32 | -0.4 | -1.06 | -1.75 | -2.46 | -3.19 | -4.88 | -7.04 | -9.21 | -11.3 | -13.29 | -22.73 | -28.48 | -31.2
Bridgwater / Taunton 132kV | Bridgwater / Street 33kV | Wells | Primary | 11 | -2.6494 | 51.2073 | Leading the Way | Thermal headroom (MW) | 2.53 | 1.87 | 1.29 | 0.12 | -0.73 | -1.86 | -3.01 | -4.21 | -5.61 | -7.31 | -9.43 | -11.67 | -13.89 | -16.06 | -17.65 | -23.69 | -26.3 | -27.64
Bridgwater / Taunton 132kV | Bridgwater / Street 33kV | Wells | Primary | 11 | -2.6494 | 51.2073 | Steady Progression | Thermal headroom (MW) | 2.53 | 2.36 | 2.33 | 1.93 | 1.85 | 1.58 | 1.3 | 0.97 | 0.6 | 0.17 | -0.43 | -1.05 | -1.67 | -2.33 | -2.98 | -8.56 | -12.11 | -13.66
Bridgwater / Taunton 132kV | Bridgwater / Street 33kV | Wells | Primary | 11 | -2.6494 | 51.2073 | System Transformation | Thermal headroom (MW) | 2.53 | 2.26 | 2.12 | 1.53 | 1.27 | 1.03 | 0.75 | 0.41 | 0.01 | -0.47 | -1.06 | -1.69 | -2.34 | -3.33 | -4.25 | -10.14 | -13.51 | -14.3
Bridgwater / Taunton 132kV | Bridgwater / Street 33kV | Wells | Primary | 11 | -2.6494 | 51.2073 | WPD Best View | Thermal headroom (MW) | 2.53 | 2.36 | 2.33 | 1.93 | 1.85 | 1.58 | 1.3 | 0.97 | 0.6 | 0.17 | -0.43 | -1.05 | -1.67 | -2.33 | -2.98 | -8.56 | -12.11 | -13.66
Bridgwater / Taunton 132kV | Churchill 33kV | Churchill 33kV | Bulk Supply Point | 33 | -2.7894 | 51.3559 | Consumer Transformation | Thermal headroom (MW) | 137 | 138.9296 | 140.0037 | 141.3352 | 143.2991 | 146.105 | 149.4667 | 152.3949 | 155.2956 | 158.8499 | 164.5287 | 171.4576 | 178.8287 | 186.1829 | 193.033 | 234.7797 | 258.2172 | 270.3047
Bridgwater / Taunton 132kV | Churchill 33kV | Churchill 33kV | Bulk Supply Point | 33 | -2.7894 | 51.3559 | Leading the Way | Thermal headroom (MW) | 137 | 139.742 | 141.6706 | 143.7272 | 146.644 | 151.398 | 157.7476 | 163.7677 | 169.7905 | 177.1244 | 184.0201 | 191.6589 | 199.4703 | 207.0797 | 213.8133 | 239.8285 | 250.8743 | 257.8423
Bridgwater / Taunton 132kV | Churchill 33kV | Churchill 33kV | Bulk Supply Point | 33 | -2.7894 | 51.3559 | Steady Progression | Thermal headroom (MW) | 137 | 137.8263 | 137.7175 | 137.5619 | 137.578 | 138.6135 | 140.1189 | 141.5831 | 143.1477 | 144.9491 | 147.4556 | 150.0003 | 152.7417 | 155.7818 | 159.0424 | 183.4621 | 197.0299 | 201.013
Bridgwater / Taunton 132kV | Churchill 33kV | Churchill 33kV | Bulk Supply Point | 33 | -2.7894 | 51.3559 | System Transformation | Thermal headroom (MW) | 137 | 138.214 | 138.5408 | 138.823 | 139.4426 | 140.1051 | 141.5951 | 142.8689 | 144.392 | 146.1012 | 148.527 | 151.1515 | 153.9458 | 157.0064 | 160.2204 | 183.4876 | 198.4833 | 201.8813
Bridgwater / Taunton 132kV | Churchill 33kV | Churchill 33kV | Bulk Supply Point | 33 | -2.7894 | 51.3559 | WPD Best View | Thermal headroom (MW) | 137 | 138.1753 | 138.4814 | 138.7719 | 139.4359 | 140.567 | 142.4331 | 144.0895 | 145.8949 | 147.9155 | 150.6354 | 153.8156 | 157.4919 | 161.2884 | 165.2863 | 191.277 | 205.0547 | 209.428
Bridgwater / Taunton 132kV | Churchill 33kV | Axbridge | Primary | 11 | -2.8157 | 51.2859 | Consumer Transformation | Thermal headroom (MW) | 9.05 | 8.86 | 8.78 | 8.68 | 8.55 | 8.34 | 8.2 | 8.06 | 7.92 | 7.77 | 7.57 | 7.4 | 7.12 | 6.72 | 6.41 | 4.25 | 3.22 | 2.77
Bridgwater / Taunton 132kV | Churchill 33kV | Axbridge | Primary | 11 | -2.8157 | 51.2859 | Leading the Way | Thermal headroom (MW) | 9.05 | 8.81 | 8.65 | 8.5 | 8.32 | 8.06 | 7.85 | 7.62 | 7.37 | 7.09 | 6.81 | 6.42 | 6.04 | 5.66 | 5.33 | 4.23 | 3.93 | 3.75
Bridgwater / Taunton 132kV | Churchill 33kV | Axbridge | Primary | 11 | -2.8157 | 51.2859 | Steady Progression | Thermal headroom (MW) | 9.05 | 8.96 | 8.96 | 8.98 | 8.98 | 8.92 | 8.87 | 8.81 | 8.74 | 8.65 | 8.53 | 8.4 | 8.27 | 8.13 | 7.99 | 6.91 | 6.21 | 6.08
Bridgwater / Taunton 132kV | Churchill 33kV | Axbridge | Primary | 11 | -2.8157 | 51.2859 | System Transformation | Thermal headroom (MW) | 9.05 | 8.93 | 8.9 | 8.88 | 8.85 | 8.8 | 8.77 | 8.71 | 8.64 | 8.57 | 8.47 | 8.36 | 8.23 | 8.11 | 8.01 | 7.05 | 6.15 | 6.05
Bridgwater / Taunton 132kV | Churchill 33kV | Axbridge | Primary | 11 | -2.8157 | 51.2859 | WPD Best View | Thermal headroom (MW) | 9.05 | 8.96 | 8.96 | 8.98 | 8.98 | 8.92 | 8.87 | 8.81 | 8.74 | 8.65 | 8.53 | 8.4 | 8.27 | 8.13 | 7.99 | 6.91 | 6.21 | 6.08
Bridgwater / Taunton 132kV | Churchill 33kV | Blagdon 33/11kv S/S | Primary | 11 | -2.7148 | 51.3375 | Consumer Transformation | Thermal headroom (MW) | 0.5 | 0.48 | 0.52 | 0.55 | 0.56 | 0.47 | 0.36 | 0.25 | 0.15 | 0.04 | -0.19 | -0.41 | -0.64 | -0.86 | -1.08 | -2.2 | -2.7 | -2.87
Bridgwater / Taunton 132kV | Churchill 33kV | Blagdon 33/11kv S/S | Primary | 11 | -2.7148 | 51.3375 | Leading the Way | Thermal headroom (MW) | 0.5 | 0.44 | 0.44 | 0.44 | 0.41 | 0.21 | -0.02 | -0.25 | -0.47 | -0.7 | -0.83 | -1.01 | -1.19 | -1.36 | -1.53 | -2.28 | -2.47 | -2.51
Bridgwater / Taunton 132kV | Churchill 33kV | Blagdon 33/11kv S/S | Primary | 11 | -2.7148 | 51.3375 | Steady Progression | Thermal headroom (MW) | 0.5 | 0.49 | 0.53 | 0.57 | 0.61 | 0.56 | 0.52 | 0.48 | 0.44 | 0.39 | 0.3 | 0.22 | 0.14 | 0.01 | -0.12 | -1.04 | -1.27 | -1.3
Bridgwater / Taunton 132kV | Churchill 33kV | Blagdon 33/11kv S/S | Primary | 11 | -2.7148 | 51.3375 | System Transformation | Thermal headroom (MW) | 0.5 | 0.48 | 0.52 | 0.56 | 0.58 | 0.59 | 0.61 | 0.63 | 0.64 | 0.65 | 0.57 | 0.48 | 0.38 | 0.25 | 0.13 | -0.65 | -1.16 | -1.24
Bridgwater / Taunton 132kV | Churchill 33kV | Blagdon 33/11kv S/S | Primary | 11 | -2.7148 | 51.3375 | WPD Best View | Thermal headroom (MW) | 0.5 | 0.48 | 0.52 | 0.56 | 0.58 | 0.58 | 0.58 | 0.58 | 0.58 | 0.58 | 0.49 | 0.38 | 0.28 | 0.15 | 0.01 | -0.85 | -1.32 | -1.39
Bridgwater / Taunton 132kV | Churchill 33kV | Bristol International Airport | Primary | 11 | -2.7064 | 51.3806 | Consumer Transformation | Thermal headroom (MW) | 8.64 | 8.61 | 8.65 | 8.68 | 8.67 | 8.62 | 8.56 | 8.49 | 8.42 | 8.33 | 8.07 | 7.71 | 7.36 | 7 | 6.73 | 5.43 | 4.98 | 4.86
Bridgwater / Taunton 132kV | Churchill 33kV | Bristol International Airport | Primary | 11 | -2.7064 | 51.3806 | Leading the Way | Thermal headroom (MW) | 8.64 | 8.59 | 8.61 | 8.62 | 8.58 | 8.46 | 8.32 | 8.16 | 7.95 | 7.59 | 7.32 | 6.96 | 6.62 | 6.35 | 6.13 | 5.28 | 5.16 | 5.3
Bridgwater / Taunton 132kV | Churchill 33kV | Bristol International Airport | Primary | 11 | -2.7064 | 51.3806 | Steady Progression | Thermal headroom (MW) | 8.64 | 8.64 | 8.7 | 8.76 | 8.8 | 8.8 | 8.79 | 8.77 | 8.74 | 8.7 | 8.63 | 8.55 | 8.46 | 8.36 | 8.2 | 6.87 | 6.3 | 6.17
Bridgwater / Taunton 132kV | Churchill 33kV | Bristol International Airport | Primary | 11 | -2.7064 | 51.3806 | System Transformation | Thermal headroom (MW) | 8.64 | 8.63 | 8.68 | 8.73 | 8.75 | 8.77 | 8.78 | 8.78 | 8.77 | 8.73 | 8.65 | 8.57 | 8.48 | 8.39 | 8.19 | 6.86 | 6.23 | 6.24
Bridgwater / Taunton 132kV | Churchill 33kV | Bristol International Airport | Primary | 11 | -2.7064 | 51.3806 | WPD Best View | Thermal headroom (MW) | 8.64 | 8.63 | 8.68 | 8.73 | 8.75 | 8.77 | 8.78 | 8.78 | 8.77 | 8.73 | 8.65 | 8.57 | 8.48 | 8.39 | 8.19 | 6.86 | 6.23 | 6.24
Bridgwater / Taunton 132kV | Churchill 33kV | Cheddar | Primary | 11 | -2.7824 | 51.2749 | Consumer Transformation | Thermal headroom (MW) | -0.04 | -0.19 | -0.27 | -0.4 | -0.6 | -0.83 | -1.23 | -1.51 | -1.79 | -2.34 | -3.25 | -4.14 | -5.01 | -5.83 | -6.63 | -11.57 | -14.02 | -15.11
Bridgwater / Taunton 132kV | Churchill 33kV | Cheddar | Primary | 11 | -2.7824 | 51.2749 | Leading the Way | Thermal headroom (MW) | -0.04 | -0.28 | -0.45 | -0.66 | -1.01 | -1.51 | -2.33 | -3.06 | -3.8 | -4.66 | -5.57 | -6.56 | -7.5 | -8.42 | -9.22 | -11.98 | -12.96 | -13.4
Bridgwater / Taunton 132kV | Churchill 33kV | Cheddar | Primary | 11 | -2.7824 | 51.2749 | Steady Progression | Thermal headroom (MW) | -0.04 | -0.07 | -0.03 | 0.01 | -0.01 | -0.1 | -0.28 | -0.42 | -0.58 | -0.76 | -1.03 | -1.3 | -1.6 | -1.98 | -2.45 | -5.53 | -7.34 | -7.82
Bridgwater / Taunton 132kV | Churchill 33kV | Cheddar | Primary | 11 | -2.7824 | 51.2749 | System Transformation | Thermal headroom (MW) | -0.04 | -0.12 | -0.12 | -0.13 | -0.21 | -0.28 | -0.51 | -0.64 | -0.82 | -1.02 | -1.29 | -1.59 | -1.93 | -2.47 | -3.01 | -6.18 | -7.71 | -8.01
Bridgwater / Taunton 132kV | Churchill 33kV | Cheddar | Primary | 11 | -2.7824 | 51.2749 | WPD Best View | Thermal headroom (MW) | -0.04 | -0.07 | -0.03 | 0.01 | -0.01 | -0.1 | -0.28 | -0.42 | -0.58 | -0.76 | -1.03 | -1.3 | -1.6 | -1.98 | -2.45 | -5.53 | -7.34 | -7.82
Bridgwater / Taunton 132kV | Churchill 33kV | Chew Stoke | Primary | 11 | -2.6377 | 51.3724 | Consumer Transformation | Thermal headroom (MW) | 1.51 | 1.47 | 1.48 | 1.47 | 1.42 | 1.31 | 1.21 | 1.08 | 0.97 | 0.83 | 0.62 | 0.24 | -0.15 | -0.54 | -0.85 | -2.93 | -3.75 | -4.05
Bridgwater / Taunton 132kV | Churchill 33kV | Chew Stoke | Primary | 11 | -2.6377 | 51.3724 | Leading the Way | Thermal headroom (MW) | 1.51 | 1.44 | 1.42 | 1.37 | 1.27 | 1.09 | 0.89 | 0.61 | 0.39 | 0.1 | -0.25 | -0.59 | -0.98 | -1.32 | -1.62 | -2.75 | -3.09 | -3.16
Bridgwater / Taunton 132kV | Churchill 33kV | Chew Stoke | Primary | 11 | -2.6377 | 51.3724 | Steady Progression | Thermal headroom (MW) | 1.51 | 1.49 | 1.52 | 1.55 | 1.56 | 1.51 | 1.45 | 1.38 | 1.31 | 1.23 | 1.13 | 1 | 0.87 | 0.73 | 0.58 | -1.12 | -2.08 | -2.28
Bridgwater / Taunton 132kV | Churchill 33kV | Chew Stoke | Primary | 11 | -2.6377 | 51.3724 | System Transformation | Thermal headroom (MW) | 1.51 | 1.49 | 1.51 | 1.52 | 1.5 | 1.49 | 1.47 | 1.42 | 1.38 | 1.32 | 1.22 | 1.11 | 0.98 | 0.86 | 0.75 | -0.91 | -2.03 | -2.21
Bridgwater / Taunton 132kV | Churchill 33kV | Chew Stoke | Primary | 11 | -2.6377 | 51.3724 | WPD Best View | Thermal headroom (MW) | 1.51 | 1.48 | 1.49 | 1.48 | 1.44 | 1.36 | 1.28 | 1.17 | 1.08 | 0.96 | 0.82 | 0.66 | 0.35 | 0.05 | -0.25 | -2.14 | -2.91 | -3.18
Bridgwater / Taunton 132kV | Churchill 33kV | Churchill Gate 33/11 | Primary | 11 | -2.7937 | 51.3382 | Consumer Transformation | Thermal headroom (MW) | 1.178 | 0.998 | 0.988 | 0.938 | 0.848 | 0.758 | 0.688 | 0.618 | 0.548 | 0.488 | 0.408 | 0.328 | 0.208 | 0.098 | -0.012 | -1.072 | -1.652 | -1.862
Bridgwater / Taunton 132kV | Churchill 33kV | Churchill Gate 33/11 | Primary | 11 | -2.7937 | 51.3382 | Leading the Way | Thermal headroom (MW) | 1.178 | 0.968 | 0.948 | 0.878 | 0.768 | 0.648 | 0.528 | 0.368 | 0.228 | 0.068 | -0.032 | -0.132 | -0.242 | -0.392 | -0.552 | -1.242 | -1.472 | -1.592
Bridgwater / Taunton 132kV | Churchill 33kV | Churchill Gate 33/11 | Primary | 11 | -2.7937 | 51.3382 | Steady Progression | Thermal headroom (MW) | 1.178 | 1.068 | 1.088 | 1.098 | 1.098 | 1.058 | 1.028 | 0.978 | 0.938 | 0.878 | 0.808 | 0.748 | 0.688 | 0.618 | 0.538 | 0.058 | -0.042 | -0.102
Bridgwater / Taunton 132kV | Churchill 33kV | Churchill Gate 33/11 | Primary | 11 | -2.7937 | 51.3382 | System Transformation | Thermal headroom (MW) | 1.178 | 1.048 | 1.058 | 1.048 | 1.028 | 1.018 | 1.008 | 0.988 | 0.958 | 0.938 | 0.888 | 0.828 | 0.778 | 0.728 | 0.678 | 0.428 | 0.118 | 0.028
Bridgwater / Taunton 132kV | Churchill 33kV | Churchill Gate 33/11 | Primary | 11 | -2.7937 | 51.3382 | WPD Best View | Thermal headroom (MW) | 1.178 | 1.048 | 1.058 | 1.048 | 1.028 | 1.018 | 1.008 | 0.988 | 0.958 | 0.938 | 0.888 | 0.828 | 0.778 | 0.728 | 0.678 | 0.428 | 0.118 | 0.028
Bridgwater / Taunton 132kV | Churchill 33kV | Compton Martin 33/11kv S/S | Primary | 11 | -2.6559 | 51.3247 | Consumer Transformation | Thermal headroom (MW) | 2.34 | 2.27 | 2.23 | 2.16 | 2.02 | 1.82 | 1.61 | 1.39 | 1.17 | 0.92 | 0.61 | 0.16 | -0.34 | -0.82 | -1.26 | -3.94 | -5.17 | -5.82
Bridgwater / Taunton 132kV | Churchill 33kV | Compton Martin 33/11kv S/S | Primary | 11 | -2.6559 | 51.3247 | Leading the Way | Thermal headroom (MW) | 2.34 | 2.24 | 2.16 | 2.06 | 1.89 | 1.58 | 1.21 | 0.82 | 0.43 | -0.08 | -0.45 | -0.85 | -1.28 | -1.72 | -2.08 | -3.81 | -4.54 | -5.02
Bridgwater / Taunton 132kV | Churchill 33kV | Compton Martin 33/11kv S/S | Primary | 11 | -2.6559 | 51.3247 | Steady Progression | Thermal headroom (MW) | 2.34 | 2.32 | 2.34 | 2.33 | 2.31 | 2.21 | 2.09 | 1.97 | 1.82 | 1.66 | 1.45 | 1.23 | 0.99 | 0.75 | 0.49 | -1.64 | -2.75 | -3.07
Bridgwater / Taunton 132kV | Churchill 33kV | Compton Martin 33/11kv S/S | Primary | 11 | -2.6559 | 51.3247 | System Transformation | Thermal headroom (MW) | 2.34 | 2.3 | 2.29 | 2.26 | 2.2 | 2.14 | 2.07 | 1.98 | 1.85 | 1.71 | 1.52 | 1.32 | 1.11 | 0.9 | 0.69 | -1.07 | -2.54 | -2.89
Bridgwater / Taunton 132kV | Churchill 33kV | Compton Martin 33/11kv S/S | Primary | 11 | -2.6559 | 51.3247 | WPD Best View | Thermal headroom (MW) | 2.34 | 2.28 | 2.24 | 2.17 | 2.05 | 1.87 | 1.67 | 1.46 | 1.25 | 1.02 | 0.75 | 0.35 | -0.15 | -0.61 | -1.02 | -3.71 | -4.94 | -5.55
Bridgwater / Taunton 132kV | Churchill 33kV | Congresbury | Primary | 11 | -2.8024 | 51.3759 | Consumer Transformation | Thermal headroom (MW) | 10.1 | 9.64 | 9.23 | 8.82 | 8.2 | 7.34 | 6.28 | 5.45 | 4.61 | 3.7 | 1.91 | -0.37 | -2.62 | -4.87 | -7.05 | -19.02 | -30.63 | -39.28
Bridgwater / Taunton 132kV | Churchill 33kV | Congresbury | Primary | 11 | -2.8024 | 51.3759 | Leading the Way | Thermal headroom (MW) | 10.1 | 9.44 | 8.82 | 8.24 | 7.38 | 6.04 | 4.08 | 2.47 | 0.25 | -2.41 | -4.51 | -6.92 | -9.54 | -12.15 | -14.55 | -23.78 | -30.78 | -37.34
Bridgwater / Taunton 132kV | Churchill 33kV | Congresbury | Primary | 11 | -2.8024 | 51.3759 | Steady Progression | Thermal headroom (MW) | 10.1 | 9.88 | 9.79 | 9.76 | 9.69 | 9.45 | 9.06 | 8.73 | 8.39 | 7.98 | 7.45 | 6.92 | 6.34 | 5.74 | 5.13 | 0.36 | -2.54 | -3.51
Bridgwater / Taunton 132kV | Churchill 33kV | Congresbury | Primary | 11 | -2.8024 | 51.3759 | System Transformation | Thermal headroom (MW) | 10.1 | 9.8 | 9.58 | 9.45 | 9.21 | 9.01 | 8.51 | 8.11 | 7.58 | 7.14 | 6.57 | 5.95 | 5.34 | 4.72 | 4.17 | -1.35 | -4.97 | -6.67
Bridgwater / Taunton 132kV | Churchill 33kV | Congresbury | Primary | 11 | -2.8024 | 51.3759 | WPD Best View | Thermal headroom (MW) | 10.1 | 9.8 | 9.58 | 9.45 | 9.21 | 9.01 | 8.51 | 8.11 | 7.58 | 7.14 | 6.57 | 5.95 | 5.34 | 4.72 | 4.17 | -1.35 | -4.97 | -6.67
Bridgwater / Taunton 132kV | Churchill 33kV | Nailsea | Primary | 11 | -2.7549 | 51.4269 | Consumer Transformation | Thermal headroom (MW) | 5.457 | 4.807 | 4.197 | 3.427 | 2.507 | 1.377 | 0.467 | -0.453 | -1.413 | -2.423 | -3.693 | -5.543 | -7.593 | -9.593 | -11.553 | -23.063 | -30.613 | -34.503
Bridgwater / Taunton 132kV | Churchill 33kV | Nailsea | Primary | 11 | -2.7549 | 51.4269 | Leading the Way | Thermal headroom (MW) | 5.457 | 4.557 | 3.637 | 2.607 | 1.337 | -0.523 | -2.093 | -3.693 | -5.243 | -7.213 | -9.333 | -11.583 | -13.853 | -16.073 | -18.053 | -25.953 | -29.803 | -32.523
Bridgwater / Taunton 132kV | Churchill 33kV | Nailsea | Primary | 11 | -2.7549 | 51.4269 | Steady Progression | Thermal headroom (MW) | 5.457 | 5.197 | 5.077 | 4.917 | 4.767 | 4.347 | 3.997 | 3.517 | 2.977 | 2.347 | 1.547 | 0.737 | -0.133 | -1.043 | -1.953 | -6.673 | -10.003 | -11.593
Bridgwater / Taunton 132kV | Churchill 33kV | Nailsea | Primary | 11 | -2.7549 | 51.4269 | System Transformation | Thermal headroom (MW) | 5.457 | 5.067 | 4.777 | 4.447 | 4.107 | 3.737 | 3.327 | 2.837 | 2.257 | 1.597 | 0.787 | -0.083 | -0.943 | -1.783 | -2.583 | -6.993 | -9.943 | -11.053
Bridgwater / Taunton 132kV | Churchill 33kV | Nailsea | Primary | 11 | -2.7549 | 51.4269 | WPD Best View | Thermal headroom (MW) | 5.457 | 5.067 | 4.777 | 4.447 | 4.107 | 3.737 | 3.327 | 2.837 | 2.257 | 1.597 | 0.787 | -0.083 | -0.943 | -1.783 | -2.583 | -6.993 | -9.943 | -11.053
Bridgwater / Taunton 132kV | Churchill 33kV | Westwick | Primary | 11 | -2.8958 | 51.3504 | Consumer Transformation | Thermal headroom (MW) | 10.28 | 10.12 | 9.95 | 9.83 | 9.71 | 9.55 | 9.1 | 8.82 | 8.6 | 8.25 | 7.64 | 7.01 | 6.42 | 5.86 | 5.29 | 2.1 | 0.37 | -0.45
Bridgwater / Taunton 132kV | Churchill 33kV | Westwick | Primary | 11 | -2.8958 | 51.3504 | Leading the Way | Thermal headroom (MW) | 10.28 | 10.05 | 9.8 | 9.63 | 9.44 | 9.14 | 8.27 | 7.65 | 7.17 | 6.61 | 5.96 | 5.28 | 4.6 | 3.96 | 3.37 | 1.51 | 0.87 | 0.58
Bridgwater / Taunton 132kV | Churchill 33kV | Westwick | Primary | 11 | -2.8958 | 51.3504 | Steady Progression | Thermal headroom (MW) | 10.28 | 10.22 | 10.17 | 10.17 | 10.17 | 10.14 | 9.92 | 9.78 | 9.67 | 9.54 | 9.35 | 9.16 | 8.96 | 8.75 | 8.54 | 6.92 | 5.93 | 5.6
Bridgwater / Taunton 132kV | Churchill 33kV | Westwick | Primary | 11 | -2.8958 | 51.3504 | System Transformation | Thermal headroom (MW) | 10.28 | 10.19 | 10.09 | 10.06 | 10.03 | 9.96 | 9.6 | 9.42 | 9.26 | 9.08 | 8.88 | 8.65 | 8.42 | 8.14 | 7.78 | 6 | 5.47 | 5.41
Bridgwater / Taunton 132kV | Churchill 33kV | Westwick | Primary | 11 | -2.8958 | 51.3504 | WPD Best View | Thermal headroom (MW) | 10.28 | 10.19 | 10.09 | 10.06 | 10.03 | 9.96 | 9.6 | 9.42 | 9.26 | 9.08 | 8.88 | 8.65 | 8.42 | 8.14 | 7.78 | 6 | 5.47 | 5.41
Bridgwater / Taunton 132kV | Churchill 33kV | Winscombe | Primary | 11 | -2.8363 | 51.3192 | Consumer Transformation | Thermal headroom (MW) | 8.04 | 7.85 | 7.7 | 7.54 | 7.39 | 7.2 | 7.02 | 6.83 | 6.63 | 6.41 | 6.09 | 5.71 | 5.2 | 4.66 | 4.16 | 0.49 | -1.34 | -2.1
Bridgwater / Taunton 132kV | Churchill 33kV | Winscombe | Primary | 11 | -2.8363 | 51.3192 | Leading the Way | Thermal headroom (MW) | 8.04 | 7.77 | 7.53 | 7.31 | 7.1 | 6.73 | 6.32 | 5.9 | 5.5 | 5.04 | 4.49 | 3.92 | 3.34 | 2.77 | 2.28 | 0.23 | -0.53 | -0.93
Bridgwater / Taunton 132kV | Churchill 33kV | Winscombe | Primary | 11 | -2.8363 | 51.3192 | Steady Progression | Thermal headroom (MW) | 8.04 | 7.95 | 7.93 | 7.93 | 7.95 | 7.87 | 7.78 | 7.68 | 7.56 | 7.43 | 7.24 | 7.05 | 6.85 | 6.63 | 6.41 | 4.83 | 3.73 | 3.47
Bridgwater / Taunton 132kV | Churchill 33kV | Winscombe | Primary | 11 | -2.8363 | 51.3192 | System Transformation | Thermal headroom (MW) | 8.04 | 7.91 | 7.85 | 7.82 | 7.78 | 7.74 | 7.68 | 7.59 | 7.49 | 7.36 | 7.17 | 6.96 | 6.76 | 6.56 | 6.39 | 4.87 | 3.64 | 3.38
Bridgwater / Taunton 132kV | Churchill 33kV | Winscombe | Primary | 11 | -2.8363 | 51.3192 | WPD Best View | Thermal headroom (MW) | 8.04 | 7.92 | 7.86 | 7.83 | 7.81 | 7.75 | 7.68 | 7.58 | 7.47 | 7.33 | 7.14 | 6.92 | 6.71 | 6.49 | 6.3 | 4.6 | 3.47 | 3.22
Bridgwater / Taunton 132kV | Taunton 33kV | Taunton 33kV | Bulk Supply Point | 33 | -3.1528 | 51.017 | Consumer Transformation | Thermal headroom (MW) | 25.39 | 23.3941 | 22.3527 | 20.6924 | 17.6562 | 12.4998 | 7.1602 | 1.4132 | -4.7721 | -12.1336 | -25.5283 | -39.59 | -53.9589 | -67.9375 | -81.5909 | -145.5097 | -186.0662 | -209.3476
Bridgwater / Taunton 132kV | Taunton 33kV | Taunton 33kV | Bulk Supply Point | 33 | -3.1528 | 51.017 | Leading the Way | Thermal headroom (MW) | 25.39 | 22.0521 | 19.4633 | 16.3486 | 10.9601 | 2.6995 | -6.5533 | -17.3905 | -30.163 | -44.8477 | -58.4231 | -73.0047 | -87.8983 | -102.3503 | -115.0935 | -160.82 | -181.9695 | -196.6275
Bridgwater / Taunton 132kV | Taunton 33kV | Taunton 33kV | Bulk Supply Point | 33 | -3.1528 | 51.017 | Steady Progression | Thermal headroom (MW) | 25.39 | 24.6944 | 24.9928 | 25.1243 | 24.6698 | 22.8794 | 20.8594 | 18.5165 | 15.8498 | 12.4288 | 7.2859 | 2.477 | -2.7435 | -8.4882 | -14.3809 | -55.5836 | -78.5889 | -88.1943
Bridgwater / Taunton 132kV | Taunton 33kV | Taunton 33kV | Bulk Supply Point | 33 | -3.1528 | 51.017 | System Transformation | Thermal headroom (MW) | 25.39 | 24.1058 | 23.7507 | 23.1396 | 21.5661 | 20.3497 | 18.733 | 16.4305 | 13.4533 | 10.2927 | 5.0149 | -0.091172 | -6.1962 | -12.4229 | -19.3679 | -63.8892 | -95.3205 | -105.9051
Bridgwater / Taunton 132kV | Taunton 33kV | Taunton 33kV | Bulk Supply Point | 33 | -3.1528 | 51.017 | WPD Best View | Thermal headroom (MW) | 25.39 | 24.1068 | 23.753 | 23.142 | 21.5692 | 20.3475 | 18.7253 | 16.4181 | 13.4381 | 10.2736 | 4.9938 | -0.1142 | -6.2216 | -12.4517 | -19.401 | -63.9867 | -95.3761 | -105.9465
Bridgwater / Taunton 132kV | Taunton 33kV | Culmhead | Primary | 11 | -3.1109 | 50.939 | Consumer Transformation | Thermal headroom (MW) | 0.62 | 0.59 | 0.6 | 0.56 | 0.53 | 0.4 | 0.28 | 0.17 | 0.06 | -0.06 | -0.24 | -0.42 | -0.66 | -0.92 | -1.19 | -2.03 | -2.41 | -2.59
Bridgwater / Taunton 132kV | Taunton 33kV | Culmhead | Primary | 11 | -3.1109 | 50.939 | Leading the Way | Thermal headroom (MW) | 0.62 | 0.58 | 0.57 | 0.49 | 0.43 | 0.24 | 0.03 | -0.23 | -0.58 | -0.96 | -1.1 | -1.28 | -1.52 | -1.79 | -2.05 | -3.05 | -3.63 | -4.16
Bridgwater / Taunton 132kV | Taunton 33kV | Culmhead | Primary | 11 | -3.1109 | 50.939 | Steady Progression | Thermal headroom (MW) | 0.62 | 0.6 | 0.62 | 0.6 | 0.6 | 0.53 | 0.44 | 0.34 | 0.24 | 0.1 | -0.09 | -0.23 | -0.38 | -0.54 | -0.7 | -1.95 | -2.26 | -2.38
Bridgwater / Taunton 132kV | Taunton 33kV | Culmhead | Primary | 11 | -3.1109 | 50.939 | System Transformation | Thermal headroom (MW) | 0.62 | 0.59 | 0.59 | 0.54 | 0.52 | 0.49 | 0.46 | 0.42 | 0.36 | 0.31 | 0.12 | 0.03 | -0.15 | -0.25 | -0.41 | -1.59 | -2.96 | -3.55
Bridgwater / Taunton 132kV | Taunton 33kV | Culmhead | Primary | 11 | -3.1109 | 50.939 | WPD Best View | Thermal headroom (MW) | 0.62 | 0.59 | 0.59 | 0.54 | 0.52 | 0.49 | 0.46 | 0.42 | 0.36 | 0.31 | 0.12 | 0.03 | -0.15 | -0.25 | -0.41 | -1.59 | -2.96 | -3.55
Bridgwater / Taunton 132kV | Taunton 33kV | Exebridge | Primary | 11 | -3.5289 | 51.0145 | Consumer Transformation | Thermal headroom (MW) | 9.39 | 9.36 | 9.39 | 9.39 | 9.35 | 9.09 | 8.82 | 8.55 | 8.24 | 7.86 | 7.21 | 6.58 | 5.94 | 5.34 | 4.78 | 2.2 | 1.22 | 0.7
Bridgwater / Taunton 132kV | Taunton 33kV | Exebridge | Primary | 11 | -3.5289 | 51.0145 | Leading the Way | Thermal headroom (MW) | 9.39 | 9.31 | 9.28 | 9.24 | 9.1 | 8.7 | 8.16 | 7.54 | 6.67 | 5.73 | 5.3 | 4.74 | 4.11 | 3.46 | 2.91 | 0.12 | -1.15 | -2.16
Bridgwater / Taunton 132kV | Taunton 33kV | Exebridge | Primary | 11 | -3.5289 | 51.0145 | Steady Progression | Thermal headroom (MW) | 9.39 | 9.37 | 9.41 | 9.43 | 9.44 | 9.29 | 9.09 | 8.89 | 8.69 | 8.42 | 8.01 | 7.61 | 7.2 | 6.78 | 6.33 | 3.04 | 1.81 | 1.1
Bridgwater / Taunton 132kV | Taunton 33kV | Exebridge | Primary | 11 | -3.5289 | 51.0145 | System Transformation | Thermal headroom (MW) | 9.39 | 9.34 | 9.35 | 9.33 | 9.28 | 9.23 | 9.16 | 9.06 | 8.93 | 8.81 | 8.4 | 8.21 | 7.83 | 7.48 | 6.92 | 3.02 | -0.3 | -1.53
Bridgwater / Taunton 132kV | Taunton 33kV | Exebridge | Primary | 11 | -3.5289 | 51.0145 | WPD Best View | Thermal headroom (MW) | 9.39 | 9.34 | 9.35 | 9.33 | 9.28 | 9.23 | 9.16 | 9.06 | 8.93 | 8.81 | 8.4 | 8.21 | 7.83 | 7.48 | 6.92 | 3.02 | -0.3 | -1.53
Bridgwater / Taunton 132kV | Taunton 33kV | Lydeard St Lawrence Primary | Primary | 11 | -3.2386 | 51.0798 | Consumer Transformation | Thermal headroom (MW) | 2.3475 | 2.2975 | 2.3075 | 2.2875 | 2.2075 | 1.8675 | 1.5275 | 1.1875 | 0.8375 | 0.4775 | -0.1025 | -0.7325 | -1.3725 | -2.0125 | -2.6125 | -6.1425 | -8.4925 | -10.5425
Bridgwater / Taunton 132kV | Taunton 33kV | Lydeard St Lawrence Primary | Primary | 11 | -3.2386 | 51.0798 | Leading the Way | Thermal headroom (MW) | 2.3475 | 2.2575 | 2.2075 | 2.1475 | 2.0075 | 1.5175 | 0.9775 | 0.3875 | -0.2425 | -1.0225 | -1.6325 | -2.3025 | -2.9625 | -3.6325 | -4.2525 | -7.3425 | -9.6825 | -12.1025
Bridgwater / Taunton 132kV | Taunton 33kV | Lydeard St Lawrence Primary | Primary | 11 | -3.2386 | 51.0798 | Steady Progression | Thermal headroom (MW) | 2.3475 | 2.3275 | 2.3575 | 2.3875 | 2.3975 | 2.3075 | 2.2075 | 2.0975 | 1.9875 | 1.8375 | 1.6175 | 1.3975 | 1.1775 | 0.9275 | 0.6375 | -1.6125 | -2.7725 | -3.1325
Bridgwater / Taunton 132kV | Taunton 33kV | Lydeard St Lawrence Primary | Primary | 11 | -3.2386 | 51.0798 | System Transformation | Thermal headroom (MW) | 2.3475 | 2.3175 | 2.3375 | 2.3475 | 2.3175 | 2.2875 | 2.2475 | 2.1175 | 1.9075 | 1.7875 | 1.6075 | 1.4075 | 1.1975 | 0.9775 | 0.7775 | -1.5425 | -3.8325 | -4.9925
Bridgwater / Taunton 132kV | Taunton 33kV | Lydeard St Lawrence Primary | Primary | 11 | -3.2386 | 51.0798 | WPD Best View | Thermal headroom (MW) | 2.3475 | 2.3175 | 2.3375 | 2.3475 | 2.3175 | 2.2875 | 2.2475 | 2.1175 | 1.9075 | 1.7875 | 1.6075 | 1.4075 | 1.1975 | 0.9775 | 0.7775 | -1.5425 | -3.8325 | -4.9925
Bridgwater / Taunton 132kV | Taunton 33kV | Priorswood | Primary | 11 | -3.0916 | 51.0258 | Consumer Transformation | Thermal headroom (MW) | 5.49 | 5.16 | 4.93 | 4.56 | 3.52 | 2.94 | 2.3 | 1.59 | 0.94 | 0.22 | -1.16 | -2.76 | -4.33 | -5.86 | -7.36 | -15.89 | -20.59 | -22.68
Bridgwater / Taunton 132kV | Taunton 33kV | Priorswood | Primary | 11 | -3.0916 | 51.0258 | Leading the Way | Thermal headroom (MW) | 5.49 | 4.95 | 4.5 | 3.92 | 2.34 | 1.24 | 0.15 | -1.05 | -2.34 | -3.78 | -5.43 | -7.15 | -8.9 | -10.55 | -12.1 | -17.44 | -19.14 | -19.91
Bridgwater / Taunton 132kV | Taunton 33kV | Priorswood | Primary | 11 | -3.0916 | 51.0258 | Steady Progression | Thermal headroom (MW) | 5.49 | 5.38 | 5.4 | 5.38 | 4.84 | 4.64 | 4.42 | 4.17 | 3.93 | 3.64 | 3.18 | 2.68 | 2.14 | 1.6 | 1.05 | -2.4 | -4.82 | -6.04
Bridgwater / Taunton 132kV | Taunton 33kV | Priorswood | Primary | 11 | -3.0916 | 51.0258 | System Transformation | Thermal headroom (MW) | 5.49 | 5.29 | 5.23 | 5.1 | 4.35 | 4.15 | 3.89 | 3.58 | 3.25 | 2.83 | 2.26 | 1.68 | 1.08 | 0.49 | -0.04 | -4.33 | -6.34 | -6.78
Bridgwater / Taunton 132kV | Taunton 33kV | Priorswood | Primary | 11 | -3.0916 | 51.0258 | WPD Best View | Thermal headroom (MW) | 5.49 | 5.29 | 5.23 | 5.1 | 4.35 | 4.15 | 3.88 | 3.57 | 3.23 | 2.81 | 2.24 | 1.65 | 1.05 | 0.46 | -0.08 | -4.44 | -6.41 | -6.83
Bridgwater / Taunton 132kV | Taunton 33kV | Staplegrove | Primary | 11 | -3.1204 | 51.0254 | Consumer Transformation | Thermal headroom (MW) | 10.905 | 10.295 | 9.755 | 9.285 | 8.745 | 7.875 | 6.935 | 5.965 | 4.825 | 3.605 | 1.515 | -0.935 | -3.315 | -5.695 | -7.985 | -19.925 | -26.725 | -30.055
Bridgwater / Taunton 132kV | Taunton 33kV | Staplegrove | Primary | 11 | -3.1204 | 51.0254 | Leading the Way | Thermal headroom (MW) | 10.905 | 9.975 | 9.075 | 8.265 | 7.215 | 5.815 | 4.335 | 2.615 | 0.605 | -1.635 | -4.185 | -6.955 | -9.585 | -12.185 | -14.595 | -22.145 | -24.895 | -26.355
Bridgwater / Taunton 132kV | Taunton 33kV | Staplegrove | Primary | 11 | -3.1204 | 51.0254 | Steady Progression | Thermal headroom (MW) | 10.905 | 10.615 | 10.435 | 10.355 | 10.285 | 10.025 | 9.735 | 9.395 | 8.935 | 8.435 | 7.705 | 6.905 | 6.075 | 5.175 | 4.275 | -0.355 | -4.215 | -5.875
Bridgwater / Taunton 132kV | Taunton 33kV | Staplegrove | Primary | 11 | -3.1204 | 51.0254 | System Transformation | Thermal headroom (MW) | 10.905 | 10.475 | 10.125 | 9.915 | 9.665 | 9.365 | 8.995 | 8.515 | 7.885 | 7.155 | 6.265 | 5.265 | 4.335 | 3.425 | 2.565 | -2.815 | -5.625 | -6.505
Bridgwater / Taunton 132kV | Taunton 33kV | Staplegrove | Primary | 11 | -3.1204 | 51.0254 | WPD Best View | Thermal headroom (MW) | 10.905 | 10.475 | 10.125 | 9.915 | 9.665 | 9.365 | 8.995 | 8.515 | 7.885 | 7.155 | 6.265 | 5.265 | 4.335 | 3.425 | 2.565 | -2.815 | -5.625 | -6.505
Bridgwater / Taunton 132kV | Taunton 33kV | Taunton Local | Primary | 11 | -3.1007 | 51.0174 | Consumer Transformation | Thermal headroom (MW) | 20.17 | 19.79 | 19.67 | 19.46 | 19.04 | 18.24 | 17.47 | 16.19 | 14.61 | 12.9 | 9.91 | 6.92 | 3.93 | 1.15 | -1.53 | -11.19 | -16.48 | -18.38
Bridgwater / Taunton 132kV | Taunton 33kV | Taunton Local | Primary | 11 | -3.1007 | 51.0174 | Leading the Way | Thermal headroom (MW) | 20.17 | 19.48 | 19.01 | 18.48 | 17.68 | 16.28 | 14.53 | 12.46 | 10.18 | 7.87 | 4.77 | 1.55 | -1.57 | -4.46 | -6.65 | -12.22 | -13.28 | -12.33
Bridgwater / Taunton 132kV | Taunton 33kV | Taunton Local | Primary | 11 | -3.1007 | 51.0174 | Steady Progression | Thermal headroom (MW) | 20.17 | 20.13 | 20.33 | 20.51 | 20.63 | 20.48 | 20.34 | 20.11 | 19.83 | 19.54 | 18.99 | 18.4 | 17.45 | 16.44 | 15.38 | 7.96 | 2.88 | 1.45
Bridgwater / Taunton 132kV | Taunton 33kV | Taunton Local | Primary | 11 | -3.1007 | 51.0174 | System Transformation | Thermal headroom (MW) | 20.17 | 20.01 | 20.09 | 20.14 | 20.08 | 19.94 | 19.77 | 19.51 | 19.13 | 18.68 | 17.99 | 16.85 | 15.55 | 13.87 | 12.06 | 4.52 | 2.16 | 2.13
Bridgwater / Taunton 132kV | Taunton 33kV | Taunton Local | Primary | 11 | -3.1007 | 51.0174 | WPD Best View | Thermal headroom (MW) | 20.17 | 20.01 | 20.09 | 20.14 | 20.08 | 19.94 | 19.77 | 19.51 | 19.13 | 18.68 | 17.99 | 16.85 | 15.55 | 13.87 | 12.06 | 4.52 | 2.16 | 2.13
Bridgwater / Taunton 132kV | Taunton 33kV | Trull | Primary | 11 | -3.1217 | 51.0013 | Consumer Transformation | Thermal headroom (MW) | 9.235 | 8.765 | 8.425 | 7.945 | 7.295 | 6.225 | 5.085 | 3.895 | 2.555 | 1.135 | -1.035 | -3.455 | -6.255 | -8.735 | -11.195 | -23.655 | -31.685 | -35.595
Bridgwater / Taunton 132kV | Taunton 33kV | Trull | Primary | 11 | -3.1217 | 51.0013 | Leading the Way | Thermal headroom (MW) | 9.235 | 8.465 | 7.805 | 7.015 | 5.865 | 4.125 | 2.425 | 0.545 | -1.435 | -3.875 | -6.955 | -10.025 | -13.145 | -15.835 | -17.995 | -26.105 | -30.215 | -32.915
Bridgwater / Taunton 132kV | Taunton 33kV | Trull | Primary | 11 | -3.1217 | 51.0013 | Steady Progression | Thermal headroom (MW) | 9.235 | 9.095 | 9.135 | 9.125 | 9.095 | 8.775 | 8.435 | 7.985 | 7.415 | 6.785 | 5.885 | 4.975 | 3.985 | 3.005 | 2.045 | -3.045 | -6.665 | -8.575
Bridgwater / Taunton 132kV | Taunton 33kV | Trull | Primary | 11 | -3.1217 | 51.0013 | System Transformation | Thermal headroom (MW) | 9.235 | 8.975 | 8.875 | 8.735 | 8.515 | 8.205 | 7.735 | 7.135 | 6.395 | 5.555 | 4.495 | 3.425 | 2.325 | 1.075 | -0.085 | -5.365 | -8.915 | -10.075
Bridgwater / Taunton 132kV | Taunton 33kV | Trull | Primary | 11 | -3.1217 | 51.0013 | WPD Best View | Thermal headroom (MW) | 9.235 | 8.975 | 8.875 | 8.735 | 8.515 | 8.205 | 7.735 | 7.135 | 6.395 | 5.555 | 4.495 | 3.425 | 2.325 | 1.075 | -0.085 | -5.365 | -8.915 | -10.075
Bridgwater / Taunton 132kV | Taunton 33kV | Wellington Primary | Primary | 11 | -3.2478 | 50.9915 | Consumer Transformation | Thermal headroom (MW) | -3.28 | -3.33 | -3.34 | -3.37 | -3.46 | -3.64 | -3.85 | -4.06 | -4.29 | -4.62 | -5.28 | -5.91 | -6.5 | -7.09 | -7.68 | -10.52 | -11.72 | -12.24
Bridgwater / Taunton 132kV | Taunton 33kV | Wellington Primary | Primary | 11 | -3.2478 | 50.9915 | Leading the Way | Thermal headroom (MW) | -3.28 | -3.37 | -3.44 | -3.51 | -3.68 | -3.95 | -4.3 | -4.74 | -5.25 | -5.9 | -6.57 | -7.21 | -7.82 | -8.43 | -8.94 | -10.56 | -10.94 | -11.01
Bridgwater / Taunton 132kV | Taunton 33kV | Wellington Primary | Primary | 11 | -3.2478 | 50.9915 | Steady Progression | Thermal headroom (MW) | -3.28 | -3.29 | -3.26 | -3.23 | -3.23 | -3.29 | -3.36 | -3.44 | -3.54 | -3.66 | -3.87 | -4.07 | -4.29 | -4.52 | -4.75 | -6.83 | -7.96 | -8.27
Bridgwater / Taunton 132kV | Taunton 33kV | Wellington Primary | Primary | 11 | -3.2478 | 50.9915 | System Transformation | Thermal headroom (MW) | -3.28 | -3.31 | -3.3 | -3.29 | -3.34 | -3.38 | -3.45 | -3.54 | -3.65 | -3.81 | -4.02 | -4.24 | -4.47 | -4.69 | -4.97 | -7.07 | -8.33 | -8.51
Bridgwater / Taunton 132kV | Taunton 33kV | Wellington Primary | Primary | 11 | -3.2478 | 50.9915 | WPD Best View | Thermal headroom (MW) | -3.28 | -3.31 | -3.3 | -3.29 | -3.34 | -3.38 | -3.45 | -3.54 | -3.65 | -3.81 | -4.02 | -4.24 | -4.47 | -4.69 | -4.97 | -7.07 | -8.33 | -8.51
Bridgwater / Taunton 132kV | Taunton 33kV | Wellington Town | Primary | 11 | -3.2216 | 50.9792 | Consumer Transformation | Thermal headroom (MW) | 10.345 | 9.925 | 9.645 | 9.275 | 8.675 | 7.915 | 7.205 | 6.455 | 5.675 | 4.295 | 1.015 | -2.295 | -5.645 | -8.895 | -12.145 | -25.235 | -39.995 | -49.935
Bridgwater / Taunton 132kV | Taunton 33kV | Wellington Town | Primary | 11 | -3.2216 | 50.9792 | Leading the Way | Thermal headroom (MW) | 10.345 | 9.655 | 9.085 | 8.475 | 7.475 | 6.215 | 4.865 | 3.115 | 0.845 | -1.755 | -4.315 | -7.185 | -10.195 | -13.145 | -15.845 | -23.735 | -27.725 | -29.865
Bridgwater / Taunton 132kV | Taunton 33kV | Wellington Town | Primary | 11 | -3.2216 | 50.9792 | Steady Progression | Thermal headroom (MW) | 10.345 | 10.205 | 10.225 | 10.245 | 10.205 | 10.005 | 9.785 | 9.525 | 9.235 | 8.615 | 7.735 | 7.185 | 6.565 | 5.595 | 4.645 | -2.155 | -6.805 | -9.015
Bridgwater / Taunton 132kV | Taunton 33kV | Wellington Town | Primary | 11 | -3.2216 | 50.9792 | System Transformation | Thermal headroom (MW) | 10.345 | 10.105 | 9.995 | 9.895 | 9.665 | 9.475 | 9.245 | 8.955 | 8.605 | 8.175 | 7.575 | 6.575 | 5.355 | 3.925 | 2.415 | -5.165 | -9.295 | -10.345
Bridgwater / Taunton 132kV | Taunton 33kV | Wellington Town | Primary | 11 | -3.2216 | 50.9792 | WPD Best View | Thermal headroom (MW) | 10.345 | 10.105 | 9.995 | 9.895 | 9.665 | 9.475 | 9.245 | 8.955 | 8.605 | 8.175 | 7.575 | 6.575 | 5.355 | 3.925 | 2.415 | -5.165 | -9.295 | -10.345
Iron Acton 132kV | Bradley Stoke 33kV | Bradley Stoke 33kV | Bulk Supply Point | 33 | -2.56 | 51.5475 | Consumer Transformation | Thermal headroom (MW) | 22.55 | 21.7255 | 21.3746 | 21.3613 | 20.757 | 20.1243 | 19.597 | 19.0529 | 18.4583 | 17.7127 | 15.4343 | 12.4757 | 9.3705 | 6.3091 | 3.1979 | -10.1624 | -26.4101 | -37.6258
Iron Acton 132kV | Bradley Stoke 33kV | Bradley Stoke 33kV | Bulk Supply Point | 33 | -2.56 | 51.5475 | Leading the Way | Thermal headroom (MW) | 22.55 | 21.386 | 20.6414 | 20.3484 | 19.2147 | 18.1324 | 17.0457 | 15.6947 | 13.1058 | 9.9217 | 7.5648 | 4.4861 | 0.91102 | -2.6799 | -5.7118 | -15.09 | -21.497 | -26.8723
Iron Acton 132kV | Bradley Stoke 33kV | Bradley Stoke 33kV | Bulk Supply Point | 33 | -2.56 | 51.5475 | Steady Progression | Thermal headroom (MW) | 22.55 | 22.0926 | 22.1262 | 22.5131 | 22.4761 | 22.4926 | 22.5346 | 22.5396 | 22.446 | 22.2711 | 21.9233 | 21.531 | 21.0749 | 20.5942 | 20.0722 | 14.1934 | 9.2982 | 8.422
Iron Acton 132kV | Bradley Stoke 33kV | Bradley Stoke 33kV | Bulk Supply Point | 33 | -2.56 | 51.5475 | System Transformation | Thermal headroom (MW) | 22.55 | 21.906 | 21.7203 | 21.9625 | 21.6697 | 21.6951 | 21.7772 | 21.7851 | 21.6629 | 21.4231 | 21.1018 | 20.7466 | 20.3222 | 19.6083 | 18.8605 | 11.6043 | 8.4294 | 9.0199
Iron Acton 132kV | Bradley Stoke 33kV | Bradley Stoke 33kV | Bulk Supply Point | 33 | -2.56 | 51.5475 | WPD Best View | Thermal headroom (MW) | 22.55 | 21.906 | 21.7203 | 21.9625 | 21.6697 | 21.6951 | 21.7772 | 21.7851 | 21.6629 | 21.4231 | 21.1018 | 20.7466 | 20.3222 | 19.6083 | 18.8605 | 11.6043 | 8.4294 | 9.0199
Iron Acton 132kV | Bradley Stoke 33kV | Abbeywood Primary | Primary | 11 | -2.5614 | 51.505 | Consumer Transformation | Thermal headroom (MW) | 6.69 | 6.7 | 6.8 | 6.9 | 6.99 | 7.05 | 7.13 | 7.2 | 7.27 | 7.33 | 7.39 | 7.45 | 7.51 | 7.57 | 7.63 | 7.46 | 7.53 | 7.74
Iron Acton 132kV | Bradley Stoke 33kV | Abbeywood Primary | Primary | 11 | -2.5614 | 51.505 | Leading the Way | Thermal headroom (MW) | 6.69 | 6.66 | 6.74 | 6.81 | 6.86 | 6.93 | 7 | 7.07 | 7.14 | 7.19 | 7.25 | 7.31 | 7.37 | 7.43 | 7.47 | 7.69 | 8 | 8.27
Iron Acton 132kV | Bradley Stoke 33kV | Abbeywood Primary | Primary | 11 | -2.5614 | 51.505 | Steady Progression | Thermal headroom (MW) | 6.69 | 6.71 | 6.83 | 6.95 | 7.06 | 7.16 | 7.27 | 7.36 | 7.46 | 7.55 | 7.62 | 7.7 | 7.76 | 7.83 | 7.89 | 7.79 | 7.77 | 8.09
Iron Acton 132kV | Bradley Stoke 33kV | Abbeywood Primary | Primary | 11 | -2.5614 | 51.505 | System Transformation | Thermal headroom (MW) | 6.69 | 6.71 | 6.82 | 6.93 | 7.03 | 7.14 | 7.24 | 7.34 | 7.44 | 7.53 | 7.62 | 7.71 | 7.79 | 7.86 | 7.93 | 7.91 | 7.91 | 8.22
Iron Acton 132kV | Bradley Stoke 33kV | Abbeywood Primary | Primary | 11 | -2.5614 | 51.505 | WPD Best View | Thermal headroom (MW) | 6.69 | 6.71 | 6.82 | 6.93 | 7.03 | 7.14 | 7.24 | 7.34 | 7.44 | 7.53 | 7.62 | 7.71 | 7.79 | 7.86 | 7.93 | 7.91 | 7.91 | 8.22
Iron Acton 132kV | Bradley Stoke 33kV | Almondsbury | Primary | 11 | -2.5695 | 51.5498 | Consumer Transformation | Thermal headroom (MW) | 9.665 | 9.455 | 9.375 | 9.255 | 8.435 | 7.775 | 7.255 | 6.695 | 6.125 | 5.455 | 2.985 | 0.255 | -2.505 | -5.185 | -7.995 | -18.345 | -35.885 | -49.325
Iron Acton 132kV | Bradley Stoke 33kV | Almondsbury | Primary | 11 | -2.5695 | 51.5498 | Leading the Way | Thermal headroom (MW) | 9.665 | 9.335 | 9.085 | 8.835 | 7.545 | 6.415 | 5.405 | 4.135 | 1.305 | -1.845 | -3.735 | -6.305 | -9.415 | -12.625 | -15.265 | -24.025 | -32.105 | -39.715
Iron Acton 132kV | Bradley Stoke 33kV | Almondsbury | Primary | 11 | -2.5695 | 51.5498 | Steady Progression | Thermal headroom (MW) | 9.665 | 9.615 | 9.705 | 9.815 | 9.375 | 9.155 | 8.995 | 8.805 | 8.545 | 8.245 | 7.845 | 7.425 | 6.975 | 6.525 | 6.065 | 1.805 | -1.065 | -2.135
Iron Acton 132kV | Bradley Stoke 33kV | Almondsbury | Primary | 11 | -2.5695 | 51.5498 | System Transformation | Thermal headroom (MW) | 9.665 | 9.545 | 9.545 | 9.585 | 8.955 | 8.705 | 8.545 | 8.335 | 8.065 | 7.735 | 7.325 | 6.925 | 6.495 | 5.715 | 4.875 | 0.005 | -2.405 | -2.555
Iron Acton 132kV | Bradley Stoke 33kV | Almondsbury | Primary | 11 | -2.5695 | 51.5498 | WPD Best View | Thermal headroom (MW) | 9.665 | 9.545 | 9.545 | 9.585 | 8.955 | 8.705 | 8.545 | 8.335 | 8.065 | 7.735 | 7.325 | 6.925 | 6.495 | 5.715 | 4.875 | 0.005 | -2.405 | -2.555
Iron Acton 132kV | Bradley Stoke 33kV | Bradley Stoke | Primary | 11 | -2.5595 | 51.5473 | Consumer Transformation | Thermal headroom (MW) | 9.16 | 8.95 | 8.93 | 8.83 | 8.66 | 8.25 | 7.8 | 7.32 | 6.82 | 6.25 | 5.55 | 4.14 | 2.7 | 1.34 | 0 | -6.8 | -11.16 | -13.32
Iron Acton 132kV | Bradley Stoke 33kV | Bradley Stoke | Primary | 11 | -2.5595 | 51.5473 | Leading the Way | Thermal headroom (MW) | 9.16 | 8.78 | 8.54 | 8.27 | 7.88 | 7.32 | 6.61 | 5.83 | 5.03 | 3.78 | 2.29 | 0.67 | -0.91 | -2.4 | -3.81 | -8.32 | -10.09 | -10.89
Iron Acton 132kV | Bradley Stoke 33kV | Bradley Stoke | Primary | 11 | -2.5595 | 51.5473 | Steady Progression | Thermal headroom (MW) | 9.16 | 9.15 | 9.33 | 9.48 | 9.6 | 9.59 | 9.55 | 9.48 | 9.3 | 9.03 | 8.68 | 8.3 | 7.87 | 7.41 | 6.92 | 3.49 | 0.02 | -1.3
Iron Acton 132kV | Bradley Stoke 33kV | Bradley Stoke | Primary | 11 | -2.5595 | 51.5473 | System Transformation | Thermal headroom (MW) | 9.16 | 9.08 | 9.17 | 9.23 | 9.25 | 9.25 | 9.19 | 9.04 | 8.81 | 8.49 | 8.17 | 7.8 | 7.4 | 6.98 | 6.6 | 2.21 | 0.16 | -0.24
Iron Acton 132kV | Bradley Stoke 33kV | Bradley Stoke | Primary | 11 | -2.5595 | 51.5473 | WPD Best View | Thermal headroom (MW) | 9.16 | 9.08 | 9.17 | 9.23 | 9.25 | 9.25 | 9.19 | 9.04 | 8.81 | 8.49 | 8.17 | 7.8 | 7.4 | 6.98 | 6.6 | 2.21 | 0.16 | -0.24
Iron Acton 132kV | Bradley Stoke 33kV | Cribbs Causeway | Primary | 11 | -2.5949 | 51.529 | Consumer Transformation | Thermal headroom (MW) | 10.02 | 9.36 | 8.84 | 8.85 | 8.89 | 8.97 | 9.08 | 9.22 | 9.34 | 9.43 | 9.46 | 9.51 | 9.42 | 9.24 | 9.1 | 8.45 | 8.68 | 9.16
Iron Acton 132kV | Bradley Stoke 33kV | Cribbs Causeway | Primary | 11 | -2.5949 | 51.529 | Leading the Way | Thermal headroom (MW) | 10.02 | 9.25 | 8.62 | 8.62 | 8.69 | 8.79 | 8.88 | 8.97 | 9.04 | 9.09 | 9.12 | 9.03 | 8.81 | 8.59 | 8.47 | 8.69 | 9.48 | 10.37
Iron Acton 132kV | Bradley Stoke 33kV | Cribbs Causeway | Primary | 11 | -2.5949 | 51.529 | Steady Progression | Thermal headroom (MW) | 10.02 | 9.47 | 9.06 | 9.12 | 9.21 | 9.29 | 9.35 | 9.45 | 9.57 | 9.72 | 9.85 | 9.97 | 10.09 | 10.2 | 10.3 | 10.14 | 9.77 | 10.3
Iron Acton 132kV | Bradley Stoke 33kV | Cribbs Causeway | Primary | 11 | -2.5949 | 51.529 | System Transformation | Thermal headroom (MW) | 10.02 | 9.36 | 8.86 | 8.89 | 8.95 | 9.05 | 9.19 | 9.36 | 9.5 | 9.64 | 9.75 | 9.87 | 9.96 | 10.05 | 10.14 | 9.52 | 9.62 | 10.34
Iron Acton 132kV | Bradley Stoke 33kV | Cribbs Causeway | Primary | 11 | -2.5949 | 51.529 | WPD Best View | Thermal headroom (MW) | 10.02 | 9.36 | 8.86 | 8.89 | 8.95 | 9.05 | 9.19 | 9.36 | 9.5 | 9.64 | 9.75 | 9.87 | 9.96 | 10.05 | 10.14 | 9.52 | 9.62 | 10.34
Iron Acton 132kV | Feeder Road GT1 & GT3 (J) 33kV | Feeder Road GT1 & GT3 (J) 33kV | Bulk Supply Point | 33 |  |  | Consumer Transformation | Thermal headroom (MW) | 155.73 | 153.0542 | 151.6044 | 149.6002 | 146.1779 | 140.3967 | 134.2746 | 128.2406 | 121.904 | 114.741 | 100.7861 | 85.5743 | 69.6826 | 53.9761 | 38.6621 | -30.5441 | -62.8707 | -77.8438
Iron Acton 132kV | Feeder Road GT1 & GT3 (J) 33kV | Feeder Road GT1 & GT3 (J) 33kV | Bulk Supply Point | 33 |  |  | Leading the Way | Thermal headroom (MW) | 155.73 | 150.9908 | 147.3416 | 143.2955 | 136.7148 | 128.441 | 120.0073 | 110.5754 | 100.1107 | 87.919 | 73.3576 | 57.9456 | 42.5082 | 27.2715 | 13.4048 | -26.1865 | -38.4556 | -47.2588
Iron Acton 132kV | Feeder Road GT1 & GT3 (J) 33kV | Feeder Road GT1 & GT3 (J) 33kV | Bulk Supply Point | 33 |  |  | Steady Progression | Thermal headroom (MW) | 155.73 | 155.5805 | 156.6872 | 157.5972 | 158.1147 | 157.0974 | 155.6698 | 153.8816 | 151.5186 | 148.5917 | 144.7081 | 140.6233 | 136.2182 | 131.5479 | 126.6601 | 95.1828 | 69.3736 | 60.0018
Iron Acton 132kV | Feeder Road GT1 & GT3 (J) 33kV | Feeder Road GT1 & GT3 (J) 33kV | Bulk Supply Point | 33 |  |  | System Transformation | Thermal headroom (MW) | 155.73 | 154.6031 | 154.6955 | 154.5328 | 153.5798 | 152.7767 | 151.2237 | 149.0321 | 146.3111 | 143.0541 | 138.8487 | 134.1337 | 129.237 | 123.8475 | 118.2075 | 85.3394 | 69.8103 | 68.9661
Iron Acton 132kV | Feeder Road GT1 & GT3 (J) 33kV | Feeder Road GT1 & GT3 (J) 33kV | Bulk Supply Point | 33 |  |  | WPD Best View | Thermal headroom (MW) | 155.73 | 151.9707 | 149.3498 | 146.3523 | 141.4589 | 135.5243 | 129.2005 | 121.9223 | 114.1912 | 105.7413 | 93.8886 | 80.9793 | 67.3646 | 53.8447 | 41.46 | -1.6023 | -18.9674 | -29.2154
Iron Acton 132kV | Feeder Road GT1 & GT3 (J) 33kV | Bedminster | Primary | 11 | -2.5963 | 51.4418 | Consumer Transformation | Thermal headroom (MW) | 17.764 | 17.144 | 16.784 | 16.284 | 15.364 | 13.654 | 11.944 | 10.224 | 8.274 | 5.844 | 1.854 | -2.166 | -6.236 | -10.196 | -14.066 | -27.136 | -30.086 | -30.866
Iron Acton 132kV | Feeder Road GT1 & GT3 (J) 33kV | Bedminster | Primary | 11 | -2.5963 | 51.4418 | Leading the Way | Thermal headroom (MW) | 17.764 | 16.674 | 15.814 | 14.874 | 13.334 | 11.844 | 10.294 | 8.004 | 5.554 | 2.804 | -0.636 | -4.326 | -7.976 | -11.506 | -14.356 | -20.466 | -20.776 | -20.236
Iron Acton 132kV | Feeder Road GT1 & GT3 (J) 33kV | Bedminster | Primary | 11 | -2.5963 | 51.4418 | Steady Progression | Thermal headroom (MW) | 17.764 | 17.844 | 18.174 | 18.454 | 18.604 | 18.384 | 18.034 | 17.524 | 16.904 | 16.154 | 15.304 | 14.404 | 13.414 | 12.374 | 11.284 | 2.994 | -3.456 | -5.076
Iron Acton 132kV | Feeder Road GT1 & GT3 (J) 33kV | Bedminster | Primary | 11 | -2.5963 | 51.4418 | System Transformation | Thermal headroom (MW) | 17.764 | 17.564 | 17.604 | 17.574 | 17.334 | 17.214 | 16.884 | 16.394 | 15.814 | 15.064 | 14.354 | 13.534 | 12.664 | 11.174 | 9.254 | 0.944 | -1.816 | -0.976
Iron Acton 132kV | Feeder Road GT1 & GT3 (J) 33kV | Bedminster | Primary | 11 | -2.5963 | 51.4418 | WPD Best View | Thermal headroom (MW) | 17.764 | 16.674 | 15.814 | 14.874 | 13.334 | 11.844 | 10.294 | 8.004 | 5.554 | 2.804 | -0.636 | -4.326 | -7.976 | -11.506 | -14.356 | -20.466 | -20.776 | -20.236
Iron Acton 132kV | Feeder Road GT1 & GT3 (J) 33kV | Bishopsworth | Primary | 11 | -2.6077 | 51.4149 | Consumer Transformation | Thermal headroom (MW) | 8.715 | 8.315 | 8.065 | 7.755 | 7.285 | 6.605 | 5.855 | 5.095 | 4.355 | 3.585 | 1.725 | -0.345 | -2.445 | -4.505 | -6.585 | -17.295 | -21.795 | -23.855
Iron Acton 132kV | Feeder Road GT1 & GT3 (J) 33kV | Bishopsworth | Primary | 11 | -2.6077 | 51.4149 | Leading the Way | Thermal headroom (MW) | 8.715 | 8.005 | 7.465 | 6.845 | 5.825 | 4.525 | 3.295 | 1.975 | 0.515 | -1.035 | -2.905 | -4.865 | -6.855 | -8.825 | -10.695 | -16.455 | -18.145 | -20.575
Iron Acton 132kV | Feeder Road GT1 & GT3 (J) 33kV | Bishopsworth | Primary | 11 | -2.6077 | 51.4149 | Steady Progression | Thermal headroom (MW) | 8.715 | 8.665 | 8.795 | 8.905 | 8.965 | 8.845 | 8.685 | 8.505 | 8.305 | 8.025 | 7.575 | 7.105 | 6.595 | 6.065 | 5.515 | 2.365 | -0.445 | -1.585
Iron Acton 132kV | Feeder Road GT1 & GT3 (J) 33kV | Bishopsworth | Primary | 11 | -2.6077 | 51.4149 | System Transformation | Thermal headroom (MW) | 8.715 | 8.545 | 8.545 | 8.525 | 8.405 | 8.275 | 8.125 | 7.875 | 7.555 | 7.185 | 6.565 | 5.885 | 5.205 | 4.535 | 3.955 | 0.225 | -1.675 | -1.695
Iron Acton 132kV | Feeder Road GT1 & GT3 (J) 33kV | Bishopsworth | Primary | 11 | -2.6077 | 51.4149 | WPD Best View | Thermal headroom (MW) | 8.715 | 8.005 | 7.465 | 6.845 | 5.825 | 4.525 | 3.295 | 1.975 | 0.515 | -1.035 | -2.905 | -4.865 | -6.855 | -8.825 | -10.695 | -16.455 | -18.145 | -20.575
Iron Acton 132kV | Feeder Road GT1 & GT3 (J) 33kV | Bower Ashton | Primary | 11 | -2.6269 | 51.4406 | Consumer Transformation | Thermal headroom (MW) | 9.39 | 9.05 | 8.92 | 8.71 | 8.33 | 7.73 | 7.13 | 6.51 | 5.84 | 5.12 | 4.27 | 3 | 1.41 | -0.19 | -1.73 | -9.04 | -12.27 | -13.63
Iron Acton 132kV | Feeder Road GT1 & GT3 (J) 33kV | Bower Ashton | Primary | 11 | -2.6269 | 51.4406 | Leading the Way | Thermal headroom (MW) | 9.39 | 8.87 | 8.52 | 8.12 | 7.5 | 6.64 | 5.79 | 4.83 | 3.8 | 2.46 | 0.99 | -0.49 | -2.03 | -3.47 | -4.79 | -8.67 | -9.59 | -9.93
Iron Acton 132kV | Feeder Road GT1 & GT3 (J) 33kV | Bower Ashton | Primary | 11 | -2.6269 | 51.4406 | Steady Progression | Thermal headroom (MW) | 9.39 | 9.34 | 9.5 | 9.62 | 9.71 | 9.58 | 9.42 | 9.18 | 8.85 | 8.42 | 7.91 | 7.37 | 6.78 | 6.15 | 5.49 | 1.37 | -1.49 | -2.21
Iron Acton 132kV | Feeder Road GT1 & GT3 (J) 33kV | Bower Ashton | Primary | 11 | -2.6269 | 51.4406 | System Transformation | Thermal headroom (MW) | 9.39 | 9.23 | 9.27 | 9.27 | 9.19 | 9.15 | 9.03 | 8.81 | 8.51 | 8.13 | 7.74 | 7.29 | 6.81 | 6.35 | 5.94 | 1.82 | -0.5 | -0.69
Iron Acton 132kV | Feeder Road GT1 & GT3 (J) 33kV | Bower Ashton | Primary | 11 | -2.6269 | 51.4406 | WPD Best View | Thermal headroom (MW) | 9.39 | 9.01 | 8.82 | 8.59 | 8.21 | 7.81 | 7.35 | 6.79 | 6.21 | 5.59 | 5.07 | 4.31 | 3.16 | 2.01 | 0.96 | -2.65 | -3.91 | -3.97
Iron Acton 132kV | Feeder Road GT1 & GT3 (J) 33kV | Keynsham West | Primary | 11 | -2.5063 | 51.414 | Consumer Transformation | Thermal headroom (MW) | 15.205 | 15.075 | 15.025 | 14.945 | 14.765 | 14.455 | 14.065 | 13.715 | 13.365 | 12.975 | 12.005 | 10.985 | 9.945 | 8.905 | 7.925 | 3.075 | -0.095 | -1.675
Iron Acton 132kV | Feeder Road GT1 & GT3 (J) 33kV | Keynsham West | Primary | 11 | -2.5063 | 51.414 | Leading the Way | Thermal headroom (MW) | 15.205 | 14.925 | 14.735 | 14.525 | 14.165 | 13.585 | 12.925 | 12.335 | 11.645 | 10.775 | 9.745 | 8.625 | 7.535 | 6.415 | 5.355 | 2.145 | 0.725 | 0.135
Iron Acton 132kV | Feeder Road GT1 & GT3 (J) 33kV | Keynsham West | Primary | 11 | -2.5063 | 51.414 | Steady Progression | Thermal headroom (MW) | 15.205 | 15.195 | 15.275 | 15.335 | 15.365 | 15.295 | 15.175 | 15.075 | 14.925 | 14.735 | 14.475 | 14.195 | 13.915 | 13.595 | 13.265 | 11.105 | 9.135 | 8.245
Iron Acton 132kV | Feeder Road GT1 & GT3 (J) 33kV | Keynsham West | Primary | 11 | -2.5063 | 51.414 | System Transformation | Thermal headroom (MW) | 15.205 | 15.145 | 15.165 | 15.175 | 15.125 | 15.055 | 14.895 | 14.735 | 14.535 | 14.315 | 13.985 | 13.625 | 13.255 | 12.875 | 12.525 | 10.155 | 9.045 | 8.775
Iron Acton 132kV | Feeder Road GT1 & GT3 (J) 33kV | Keynsham West | Primary | 11 | -2.5063 | 51.414 | WPD Best View | Thermal headroom (MW) | 15.205 | 15.075 | 15.025 | 14.945 | 14.765 | 14.455 | 14.065 | 13.715 | 13.365 | 12.975 | 12.005 | 10.985 | 9.945 | 8.905 | 7.925 | 3.075 | -0.095 | -1.675
Iron Acton 132kV | Feeder Road GT1 & GT3 (J) 33kV | Woodland Way | Primary | 11 | -2.5169 | 51.4708 | Consumer Transformation | Thermal headroom (MW) | 23.74 | 22.41 | 21.48 | 20.31 | 18.64 | 15.71 | 12.76 | 9.83 | 6.88 | 3.69 | -3.48 | -10.94 | -18.59 | -26.17 | -33.59 | -68.71 | -88.39 | -98.55
Iron Acton 132kV | Feeder Road GT1 & GT3 (J) 33kV | Woodland Way | Primary | 11 | -2.5169 | 51.4708 | Leading the Way | Thermal headroom (MW) | 23.74 | 21.36 | 19.25 | 17.01 | 13.43 | 9.03 | 4.77 | 0.03 | -5.33 | -11.37 | -18.62 | -26.28 | -34.05 | -41.76 | -49.08 | -71.6 | -80.45 | -88.49
Iron Acton 132kV | Feeder Road GT1 & GT3 (J) 33kV | Woodland Way | Primary | 11 | -2.5169 | 51.4708 | Steady Progression | Thermal headroom (MW) | 23.74 | 23.61 | 23.89 | 24.13 | 24.22 | 23.74 | 23.11 | 22.31 | 21.16 | 19.79 | 17.83 | 15.79 | 13.59 | 11.28 | 8.9 | -5.27 | -17.23 | -22.7
Iron Acton 132kV | Feeder Road GT1 & GT3 (J) 33kV | Woodland Way | Primary | 11 | -2.5169 | 51.4708 | System Transformation | Thermal headroom (MW) | 23.74 | 23.16 | 22.94 | 22.63 | 22.05 | 21.5 | 20.71 | 19.49 | 18.02 | 16.28 | 13.86 | 11.19 | 8.44 | 5.79 | 3 | -10.88 | -18.45 | -19.76
Iron Acton 132kV | Feeder Road GT1 & GT3 (J) 33kV | Woodland Way | Primary | 11 | -2.5169 | 51.4708 | WPD Best View | Thermal headroom (MW) | 23.74 | 22.15 | 20.91 | 19.6 | 17.84 | 15.48 | 12.9 | 10.1 | 7.28 | 4.19 | -0.38 | -5.32 | -10.5 | -15.82 | -21.1 | -40.93 | -48.2 | -53.41
Iron Acton 132kV | Feeder Road GT2 & GT4 (K) 33kV | Feeder Road GT2 & GT4 (K) 33kV | Bulk Supply Point | 33 |  |  | Consumer Transformation | Thermal headroom (MW) | 334.23 | 336.282 | 340.6704 | 341.5863 | 343.6459 | 347.9328 | 352.8425 | 357.3428 | 363.2547 | 370.1461 | 381.1385 | 392.5396 | 404.1627 | 415.3626 | 426.2812 | 466.8278 | 484.6001 | 492.4322
Iron Acton 132kV | Feeder Road GT2 & GT4 (K) 33kV | Feeder Road GT2 & GT4 (K) 33kV | Bulk Supply Point | 33 |  |  | Leading the Way | Thermal headroom (MW) | 334.23 | 337.5777 | 343.3006 | 345.467 | 349.6262 | 355.112 | 361.5049 | 368.1335 | 376.7236 | 386.4686 | 396.4324 | 406.8232 | 417.3003 | 427.5115 | 436.3689 | 457.5438 | 460.1783 | 462.1173
Iron Acton 132kV | Feeder Road GT2 & GT4 (K) 33kV | Feeder Road GT2 & GT4 (K) 33kV | Bulk Supply Point | 33 |  |  | Steady Progression | Thermal headroom (MW) | 334.23 | 334.6496 | 333.6992 | 332.7792 | 332.3577 | 332.8726 | 334.0113 | 334.8827 | 336.2452 | 338.2304 | 340.5772 | 343.2701 | 346.4988 | 350.0006 | 353.772 | 378.395 | 395.3046 | 398.2722
Iron Acton 132kV | Feeder Road GT2 & GT4 (K) 33kV | Feeder Road GT2 & GT4 (K) 33kV | Bulk Supply Point | 33 |  |  | System Transformation | Thermal headroom (MW) | 334.23 | 335.1915 | 334.8108 | 334.5167 | 338.6184 | 339.2616 | 340.6959 | 341.8364 | 343.8302 | 346.1108 | 349.7612 | 353.83 | 358.1966 | 363.0072 | 367.7417 | 393.4127 | 402.0295 | 399.4477
Iron Acton 132kV | Feeder Road GT2 & GT4 (K) 33kV | Feeder Road GT2 & GT4 (K) 33kV | Bulk Supply Point | 33 |  |  | WPD Best View | Thermal headroom (MW) | 334.23 | 337.5369 | 343.2201 | 345.3174 | 349.4063 | 354.496 | 360.6337 | 367.076 | 375.3157 | 384.7921 | 394.8225 | 405.2337 | 415.79 | 426.0526 | 435.0252 | 457.3309 | 460.6514 | 462.7465
Iron Acton 132kV | Feeder Road GT2 & GT4 (K) 33kV | Broadweir Primary | Primary | 11 | -2.5834 | 51.4592 | Consumer Transformation | Thermal headroom (MW) | 13.73 | 13.68 | 13.73 | 13.78 | 13.78 | 13.74 | 13.43 | 13.27 | 12.89 | 12.41 | 12 | 11.59 | 11.14 | 10.73 | 10.33 | 9.36 | 9.62 | 10.15
Iron Acton 132kV | Feeder Road GT2 & GT4 (K) 33kV | Broadweir Primary | Primary | 11 | -2.5834 | 51.4592 | Leading the Way | Thermal headroom (MW) | 13.73 | 13.63 | 13.64 | 13.65 | 13.61 | 13.53 | 13.06 | 12.89 | 12.29 | 11.61 | 11.23 | 10.86 | 10.49 | 10.09 | 9.79 | 9.61 | 10.42 | 11.39
Iron Acton 132kV | Feeder Road GT2 & GT4 (K) 33kV | Broadweir Primary | Primary | 11 | -2.5834 | 51.4592 | Steady Progression | Thermal headroom (MW) | 13.73 | 13.75 | 13.88 | 14.01 | 14.13 | 14.23 | 14.12 | 14.1 | 13.97 | 13.77 | 13.66 | 13.56 | 13.36 | 13.17 | 12.96 | 11.69 | 11.17 | 11.44
Iron Acton 132kV | Feeder Road GT2 & GT4 (K) 33kV | Broadweir Primary | Primary | 11 | -2.5834 | 51.4592 | System Transformation | Thermal headroom (MW) | 13.73 | 13.74 | 13.86 | 13.97 | 14.08 | 14.13 | 13.93 | 13.92 | 13.7 | 13.43 | 13.25 | 13.02 | 12.78 | 12.54 | 12.25 | 10.99 | 11.15 | 11.82
Iron Acton 132kV | Feeder Road GT2 & GT4 (K) 33kV | Broadweir Primary | Primary | 11 | -2.5834 | 51.4592 | WPD Best View | Thermal headroom (MW) | 13.73 | 13.63 | 13.64 | 13.65 | 13.61 | 13.53 | 13.06 | 12.89 | 12.29 | 11.61 | 11.23 | 10.86 | 10.49 | 10.09 | 9.79 | 9.61 | 10.42 | 11.39
Iron Acton 132kV | Feeder Road GT2 & GT4 (K) 33kV | Feeder Rd 11kv | Primary | 11 | -2.5671 | 51.4501 | Consumer Transformation | Thermal headroom (MW) | 19.05 | 17.01 | 8.48 | 7.23 | 4.64 | 0.65 | -3.27 | -6.92 | -11.11 | -16.14 | -25.34 | -34.47 | -43.69 | -52.8 | -61.84 | -95.45 | -117.62 | -131.43
Iron Acton 132kV | Feeder Road GT2 & GT4 (K) 33kV | Feeder Rd 11kv | Primary | 11 | -2.5671 | 51.4501 | Leading the Way | Thermal headroom (MW) | 19.05 | 15.81 | 6.09 | 3.72 | -0.86 | -5.4 | -10.26 | -15.87 | -21.99 | -28.99 | -36.34 | -44.22 | -52.29 | -60.26 | -67.71 | -85.9 | -91.78 | -98.11
Iron Acton 132kV | Feeder Road GT2 & GT4 (K) 33kV | Feeder Rd 11kv | Primary | 11 | -2.5671 | 51.4501 | Steady Progression | Thermal headroom (MW) | 19.05 | 18.36 | 18.53 | 18.75 | 18.22 | 17.44 | 16.46 | 15.44 | 14.28 | 12.57 | 10.36 | 8.55 | 6.59 | 4.47 | 2.05 | -13.26 | -25.35 | -28.97
Iron Acton 132kV | Feeder Road GT2 & GT4 (K) 33kV | Feeder Rd 11kv | Primary | 11 | -2.5671 | 51.4501 | System Transformation | Thermal headroom (MW) | 19.05 | 17.84 | 17.5 | 17.17 | 8.47 | 7.69 | 6.67 | 5.35 | 3.81 | 2.25 | -0.1 | -2.57 | -5.11 | -7.57 | -9.8 | -26.23 | -33.45 | -34.19
Iron Acton 132kV | Feeder Road GT2 & GT4 (K) 33kV | Feeder Rd 11kv | Primary | 11 | -2.5671 | 51.4501 | WPD Best View | Thermal headroom (MW) | 19.05 | 15.81 | 6.09 | 3.72 | -0.86 | -5.4 | -10.26 | -15.87 | -21.99 | -28.99 | -36.34 | -44.22 | -52.29 | -60.26 | -67.71 | -85.9 | -91.78 | -98.11
Iron Acton 132kV | Feeder Road GT2 & GT4 (K) 33kV | Feeder Road B | Primary | 11 | -2.5672 | 51.45 | Consumer Transformation | Thermal headroom (MW) | 6.352 | 6.242 | 6.312 | 6.352 | 6.302 | 6.122 | 5.942 | 5.512 | 4.732 | 3.772 | 2.562 | 1.292 | 0.022 | -1.138 | -2.208 | -5.128 | -5.488 | -5.038
Iron Acton 132kV | Feeder Road GT2 & GT4 (K) 33kV | Feeder Road B | Primary | 11 | -2.5672 | 51.45 | Leading the Way | Thermal headroom (MW) | 6.352 | 6.172 | 6.152 | 6.112 | 5.942 | 5.832 | 5.702 | 5.082 | 4.212 | 3.182 | 1.992 | 0.742 | -0.498 | -1.588 | -2.518 | -3.988 | -3.178 | -1.658
Iron Acton 132kV | Feeder Road GT2 & GT4 (K) 33kV | Feeder Road B | Primary | 11 | -2.5672 | 51.45 | Steady Progression | Thermal headroom (MW) | 6.352 | 6.392 | 6.602 | 6.792 | 6.972 | 7.072 | 7.152 | 7.212 | 7.252 | 7.242 | 7.202 | 6.822 | 6.352 | 5.802 | 5.202 | 1.352 | -1.038 | -1.268
Iron Acton 132kV | Feeder Road GT2 & GT4 (K) 33kV | Feeder Road B | Primary | 11 | -2.5672 | 51.45 | System Transformation | Thermal headroom (MW) | 6.352 | 6.342 | 6.512 | 6.642 | 6.732 | 6.852 | 6.942 | 7.002 | 7.032 | 6.982 | 6.452 | 5.822 | 5.072 | 4.192 | 3.282 | -0.778 | -1.438 | -0.548
Iron Acton 132kV | Feeder Road GT2 & GT4 (K) 33kV | Feeder Road B | Primary | 11 | -2.5672 | 51.45 | WPD Best View | Thermal headroom (MW) | 6.352 | 6.172 | 6.152 | 6.112 | 5.942 | 5.832 | 5.702 | 5.082 | 4.212 | 3.182 | 1.992 | 0.742 | -0.498 | -1.588 | -2.518 | -3.988 | -3.178 | -1.658
Iron Acton 132kV | Feeder Road GT2 & GT4 (K) 33kV | Whitchurch | Primary | 11 | -2.5602 | 51.4115 | Consumer Transformation | Thermal headroom (MW) | 1.74 | 0.93 | 0.49 | -0.05 | -0.84 | -3.02 | -5.09 | -6.87 | -8.61 | -10.34 | -14.13 | -18.3 | -22.55 | -26.73 | -30.8 | -49.5 | -57.27 | -60.8
Iron Acton 132kV | Feeder Road GT2 & GT4 (K) 33kV | Whitchurch | Primary | 11 | -2.5602 | 51.4115 | Leading the Way | Thermal headroom (MW) | 1.74 | 0.4 | -0.58 | -1.65 | -3.36 | -6.59 | -9.46 | -12.13 | -14.99 | -18.15 | -21.94 | -25.81 | -29.72 | -33.57 | -36.78 | -47.28 | -50.9 | -55.34
Iron Acton 132kV | Feeder Road GT2 & GT4 (K) 33kV | Whitchurch | Primary | 11 | -2.5602 | 51.4115 | Steady Progression | Thermal headroom (MW) | 1.74 | 1.53 | 1.72 | 1.89 | 1.99 | 1.34 | 0.79 | 0.29 | -0.26 | -0.94 | -1.98 | -2.99 | -4.07 | -5.23 | -6.39 | -14.67 | -20.97 | -22.68
Iron Acton 132kV | Feeder Road GT2 & GT4 (K) 33kV | Whitchurch | Primary | 11 | -2.5602 | 51.4115 | System Transformation | Thermal headroom (MW) | 1.74 | 1.32 | 1.28 | 1.2 | 0.99 | 0.32 | -0.32 | -0.95 | -1.72 | -2.53 | -3.81 | -5.17 | -6.57 | -8.27 | -9.81 | -18.26 | -23.22 | -23.56
Iron Acton 132kV | Feeder Road GT2 & GT4 (K) 33kV | Whitchurch | Primary | 11 | -2.5602 | 51.4115 | WPD Best View | Thermal headroom (MW) | 1.74 | 0.45 | -0.49 | -1.48 | -3.11 | -5.88 | -8.46 | -10.91 | -13.38 | -16.23 | -20.09 | -23.99 | -27.99 | -31.89 | -35.24 | -47.03 | -51.44 | -56.06
Iron Acton 132kV | Lockleaze 33kV GT1 & GT4 (J) 33kV | Lockleaze 33kV GT1 & GT4 (J) 33kV | Bulk Supply Point | 33 |  |  | Consumer Transformation | Thermal headroom (MW) | 15.88 | 12.5307 | 11.0627 | 9.0599 | 6.3086 | 1.8284 | -2.1488 | -6.2753 | -10.5857 | -15.5666 | -25.0839 | -34.5558 | -44.1484 | -53.5846 | -62.8679 | -99.3921 | -111.5163 | -116.0998
Iron Acton 132kV | Lockleaze 33kV GT1 & GT4 (J) 33kV | Lockleaze 33kV GT1 & GT4 (J) 33kV | Bulk Supply Point | 33 |  |  | Leading the Way | Thermal headroom (MW) | 15.88 | 10.5214 | 7.0816 | 3.3894 | -1.0878 | -6.5297 | -11.8991 | -17.7856 | -23.8441 | -30.9018 | -39.3688 | -48.3201 | -57.2811 | -65.936 | -73.6908 | -92.1314 | -93.7743 | -94.7483
Iron Acton 132kV | Lockleaze 33kV GT1 & GT4 (J) 33kV | Lockleaze 33kV GT1 & GT4 (J) 33kV | Bulk Supply Point | 33 |  |  | Steady Progression | Thermal headroom (MW) | 15.88 | 14.4817 | 14.8864 | 15.1329 | 15.1943 | 14.2596 | 13.2688 | 12.3193 | 11.2044 | 9.7419 | 7.6229 | 5.4842 | 3.0815 | 0.42927 | -2.389 | -21.4307 | -34.3283 | -36.1647
Iron Acton 132kV | Lockleaze 33kV GT1 & GT4 (J) 33kV | Lockleaze 33kV GT1 & GT4 (J) 33kV | Bulk Supply Point | 33 |  |  | System Transformation | Thermal headroom (MW) | 15.88 | 13.7475 | 13.5165 | 12.9812 | 12.1036 | 11.5545 | 10.9348 | 10.0329 | 8.8762 | 7.2019 | 4.9751 | 2.4547 | -0.31137 | -3.615 | -7.1227 | -24.401 | -29.229 | -26.8479
Iron Acton 132kV | Lockleaze 33kV GT1 & GT4 (J) 33kV | Lockleaze 33kV GT1 & GT4 (J) 33kV | Bulk Supply Point | 33 |  |  | WPD Best View | Thermal headroom (MW) | 15.88 | 11.1394 | 8.3213 | 5.0621 | 1.0489 | -3.3963 | -7.8458 | -12.7654 | -17.8972 | -23.8066 | -30.5955 | -37.8412 | -45.1595 | -52.6619 | -59.7226 | -76.9328 | -78.2854 | -78.3611
Iron Acton 132kV | Lockleaze 33kV GT1 & GT4 (J) 33kV | Clifton | Primary | 11 | -2.6123 | 51.4555 | Consumer Transformation | Thermal headroom (MW) | 16.85 | 16.02 | 15.6 | 15.02 | 14.16 | 12.5 | 10.85 | 9.15 | 7.28 | 5.09 | 1.5 | -2.12 | -5.7 | -9.1 | -12.3 | -21.77 | -22.97 | -24.06
Iron Acton 132kV | Lockleaze 33kV GT1 & GT4 (J) 33kV | Clifton | Primary | 11 | -2.6123 | 51.4555 | Leading the Way | Thermal headroom (MW) | 16.85 | 15.35 | 14.19 | 12.94 | 11.35 | 9.21 | 7.12 | 4.73 | 2.13 | -0.8 | -3.68 | -6.74 | -9.77 | -12.49 | -14.88 | -17.2 | -14.39 | -10.64
Iron Acton 132kV | Lockleaze 33kV GT1 & GT4 (J) 33kV | Clifton | Primary | 11 | -2.6123 | 51.4555 | Steady Progression | Thermal headroom (MW) | 16.85 | 16.71 | 16.97 | 17.21 | 17.36 | 17.1 | 16.77 | 16.37 | 15.87 | 15.18 | 14.27 | 13.28 | 12.18 | 10.97 | 9.61 | 0.97 | -3.32 | -2.09
Iron Acton 132kV | Lockleaze 33kV GT1 & GT4 (J) 33kV | Clifton | Primary | 11 | -2.6123 | 51.4555 | System Transformation | Thermal headroom (MW) | 16.85 | 16.57 | 16.68 | 16.65 | 16.53 | 16.43 | 16.23 | 15.87 | 15.39 | 14.71 | 13.81 | 12.69 | 11.37 | 9.88 | 8.28 | 2.02 | 1.78 | 3.9
Iron Acton 132kV | Lockleaze 33kV GT1 & GT4 (J) 33kV | Clifton | Primary | 11 | -2.6123 | 51.4555 | WPD Best View | Thermal headroom (MW) | 16.85 | 15.35 | 14.19 | 12.94 | 11.35 | 9.21 | 7.12 | 4.73 | 2.13 | -0.8 | -3.68 | -6.74 | -9.77 | -12.49 | -14.88 | -17.2 | -14.39 | -10.64
Iron Acton 132kV | Lockleaze 33kV GT1 & GT4 (J) 33kV | Cotham Primary | Primary | 11 | -2.6004 | 51.4603 | Consumer Transformation | Thermal headroom (MW) | 9.49 | 9.52 | 9.74 | 9.96 | 10.17 | 10.38 | 10.59 | 10.79 | 10.99 | 11.19 | 11.38 | 11.57 | 11.75 | 11.93 | 12.11 | 12.95 | 13.73 | 14.45
Iron Acton 132kV | Lockleaze 33kV GT1 & GT4 (J) 33kV | Cotham Primary | Primary | 11 | -2.6004 | 51.4603 | Leading the Way | Thermal headroom (MW) | 9.49 | 9.52 | 9.74 | 9.96 | 10.17 | 10.38 | 10.58 | 10.79 | 10.98 | 11.18 | 11.37 | 11.55 | 11.74 | 11.92 | 12.09 | 12.95 | 13.74 | 14.46
Iron Acton 132kV | Lockleaze 33kV GT1 & GT4 (J) 33kV | Cotham Primary | Primary | 11 | -2.6004 | 51.4603 | Steady Progression | Thermal headroom (MW) | 9.49 | 9.52 | 9.74 | 9.96 | 10.17 | 10.38 | 10.59 | 10.79 | 10.99 | 11.19 | 11.38 | 11.57 | 11.76 | 11.94 | 12.12 | 12.97 | 13.75 | 14.47
Iron Acton 132kV | Lockleaze 33kV GT1 & GT4 (J) 33kV | Cotham Primary | Primary | 11 | -2.6004 | 51.4603 | System Transformation | Thermal headroom (MW) | 9.49 | 9.52 | 9.74 | 9.96 | 10.17 | 10.38 | 10.59 | 10.79 | 10.99 | 11.19 | 11.38 | 11.57 | 11.76 | 11.94 | 12.12 | 12.96 | 13.75 | 14.47
Iron Acton 132kV | Lockleaze 33kV GT1 & GT4 (J) 33kV | Cotham Primary | Primary | 11 | -2.6004 | 51.4603 | WPD Best View | Thermal headroom (MW) | 9.49 | 9.52 | 9.74 | 9.96 | 10.17 | 10.38 | 10.58 | 10.79 | 10.98 | 11.18 | 11.37 | 11.55 | 11.74 | 11.92 | 12.09 | 12.95 | 13.74 | 14.46
Iron Acton 132kV | Lockleaze 33kV GT1 & GT4 (J) 33kV | Eastville | Primary | 11 | -2.5506 | 51.4685 | Consumer Transformation | Thermal headroom (MW) | 9.25 | 8.57 | 8.03 | 7.37 | 6.44 | 4.68 | 3.1 | 1.38 | -0.41 | -2.29 | -5.58 | -8.84 | -12.16 | -15.43 | -18.65 | -30.95 | -33.79 | -34.64
Iron Acton 132kV | Lockleaze 33kV GT1 & GT4 (J) 33kV | Eastville | Primary | 11 | -2.5506 | 51.4685 | Leading the Way | Thermal headroom (MW) | 9.25 | 8.03 | 6.94 | 5.69 | 4.17 | 2.45 | 0.55 | -1.51 | -3.64 | -5.97 | -8.77 | -11.73 | -14.69 | -17.54 | -20.19 | -25.79 | -26.25 | -26.75
Iron Acton 132kV | Lockleaze 33kV GT1 & GT4 (J) 33kV | Eastville | Primary | 11 | -2.5506 | 51.4685 | Steady Progression | Thermal headroom (MW) | 9.25 | 9.12 | 9.14 | 9.17 | 9.22 | 8.88 | 8.49 | 7.99 | 7.41 | 6.75 | 5.96 | 5.14 | 4.29 | 3.39 | 2.45 | -3.33 | -8.27 | -9.74
Iron Acton 132kV | Lockleaze 33kV GT1 & GT4 (J) 33kV | Eastville | Primary | 11 | -2.5506 | 51.4685 | System Transformation | Thermal headroom (MW) | 9.25 | 8.9 | 8.67 | 8.44 | 8.16 | 7.85 | 7.47 | 6.94 | 6.34 | 5.63 | 4.81 | 3.92 | 3.02 | 2.13 | 1.16 | -3.78 | -5.81 | -5.54
Iron Acton 132kV | Lockleaze 33kV GT1 & GT4 (J) 33kV | Eastville | Primary | 11 | -2.5506 | 51.4685 | WPD Best View | Thermal headroom (MW) | 9.25 | 8.03 | 6.94 | 5.69 | 4.17 | 2.45 | 0.55 | -1.51 | -3.64 | -5.97 | -8.77 | -11.73 | -14.69 | -17.54 | -20.19 | -25.79 | -26.25 | -26.75
Iron Acton 132kV | Lockleaze 33kV GT1 & GT4 (J) 33kV | Filton Dc | Primary | 11 | -2.5724 | 51.5099 | Consumer Transformation | Thermal headroom (MW) | 29.68 | 27.5 | 26.6 | 25.38 | 23.88 | 21.99 | 20.41 | 18.86 | 17.3 | 15.35 | 11.18 | 7.05 | 2.83 | -1.38 | -5.58 | -24.46 | -33.7 | -37.59
Iron Acton 132kV | Lockleaze 33kV GT1 & GT4 (J) 33kV | Filton Dc | Primary | 11 | -2.5724 | 51.5099 | Leading the Way | Thermal headroom (MW) | 29.68 | 26.44 | 24.59 | 22.69 | 20.51 | 17.89 | 15.5 | 12.95 | 10.42 | 7.29 | 3.24 | -1 | -5.28 | -9.54 | -13.3 | -25.33 | -28.92 | -32.23
Iron Acton 132kV | Lockleaze 33kV GT1 & GT4 (J) 33kV | Filton Dc | Primary | 11 | -2.5724 | 51.5099 | Steady Progression | Thermal headroom (MW) | 29.68 | 28.47 | 28.46 | 28.29 | 27.98 | 27.31 | 26.69 | 26.28 | 25.85 | 25.26 | 24.29 | 23.36 | 22.28 | 21.08 | 19.82 | 10.87 | 4.83 | 3.1
Iron Acton 132kV | Lockleaze 33kV GT1 & GT4 (J) 33kV | Filton Dc | Primary | 11 | -2.5724 | 51.5099 | System Transformation | Thermal headroom (MW) | 29.68 | 28.05 | 27.76 | 27.25 | 26.49 | 26.1 | 25.77 | 25.41 | 24.95 | 24.19 | 23.14 | 21.98 | 20.73 | 19.01 | 17.23 | 7.83 | 4.44 | 4.55
Iron Acton 132kV | Lockleaze 33kV GT1 & GT4 (J) 33kV | Filton Dc | Primary | 11 | -2.5724 | 51.5099 | WPD Best View | Thermal headroom (MW) | 29.68 | 27.06 | 25.82 | 24.36 | 22.64 | 21.01 | 19.55 | 17.96 | 16.35 | 14.38 | 12 | 9.46 | 6.83 | 3.71 | 0.65 | -10.15 | -13.45 | -15.87
Iron Acton 132kV | Lockleaze 33kV GT2 & GT3 (K) 33kV | Lockleaze 33kV GT2 & GT3 (K) 33kV | Bulk Supply Point | 33 |  |  | Consumer Transformation | Thermal headroom (MW) | 32.2234 | 30.876 | 28.7232 | 26.1122 | 22.4667 | 17.9034 | 13.6679 | 9.6335 | 5.6874 | 1.7803 | -4.2041 | -10.6654 | -17.2781 | -23.9073 | -30.3953 | -59.1598 | -78.0469 | -88.1577
Iron Acton 132kV | Lockleaze 33kV GT2 & GT3 (K) 33kV | Lockleaze 33kV GT2 & GT3 (K) 33kV | Bulk Supply Point | 33 |  |  | Leading the Way | Thermal headroom (MW) | 32.2234 | 30.1138 | 26.9041 | 23.2298 | 18.197 | 11.5467 | 5.7807 | -0.0085934 | -6.035 | -12.293 | -18.7268 | -25.3035 | -31.8254 | -38.0183 | -43.612 | -60.4164 | -66.3363 | -70.6649
Iron Acton 132kV | Lockleaze 33kV GT2 & GT3 (K) 33kV | Lockleaze 33kV GT2 & GT3 (K) 33kV | Bulk Supply Point | 33 |  |  | Steady Progression | Thermal headroom (MW) | 32.2234 | 31.849 | 31.1307 | 30.3286 | 29.2045 | 27.3045 | 25.6319 | 23.9084 | 22.142 | 20.2627 | 17.9629 | 15.8044 | 13.5453 | 11.2088 | 8.9743 | -4.7285 | -11.3756 | -13.4884
Iron Acton 132kV | Lockleaze 33kV GT2 & GT3 (K) 33kV | Lockleaze 33kV GT2 & GT3 (K) 33kV | Bulk Supply Point | 33 |  |  | System Transformation | Thermal headroom (MW) | 32.2234 | 31.4978 | 30.1829 | 28.7506 | 26.8695 | 24.6113 | 22.3293 | 20.1396 | 17.9289 | 15.7585 | 13.6201 | 11.2256 | 8.7774 | 6.1691 | 3.6437 | -8.312 | -13.2406 | -13.0751
Iron Acton 132kV | Lockleaze 33kV GT2 & GT3 (K) 33kV | Lockleaze 33kV GT2 & GT3 (K) 33kV | Bulk Supply Point | 33 |  |  | WPD Best View | Thermal headroom (MW) | 32.2234 | 31.0983 | 29.3621 | 27.4963 | 25.0213 | 22.0152 | 19.0506 | 16.1623 | 13.2806 | 10.2359 | 6.8991 | 3.3387 | -0.31566 | -3.8981 | -7.0554 | -19.9021 | -24.4046 | -25.3842
Iron Acton 132kV | Lockleaze 33kV GT2 & GT3 (K) 33kV | Emersons Green | Primary | 11 | -2.4732 | 51.4981 | Consumer Transformation | Thermal headroom (MW) | 18.92 | 18.77 | 17.92 | 17.06 | 16.3 | 15.81 | 15.37 | 14.94 | 14.52 | 14.09 | 13.65 | 13.16 | 12.73 | 12.3 | 11.89 | 10 | 9.42 | 9.39
Iron Acton 132kV | Lockleaze 33kV GT2 & GT3 (K) 33kV | Emersons Green | Primary | 11 | -2.4732 | 51.4981 | Leading the Way | Thermal headroom (MW) | 18.92 | 18.73 | 17.73 | 16.69 | 15.8 | 15.22 | 14.72 | 14.15 | 13.56 | 12.92 | 12.39 | 11.9 | 11.44 | 11.07 | 10.74 | 9.68 | 9.73 | 10.02
Iron Acton 132kV | Lockleaze 33kV GT2 & GT3 (K) 33kV | Emersons Green | Primary | 11 | -2.4732 | 51.4981 | Steady Progression | Thermal headroom (MW) | 18.92 | 18.83 | 18.24 | 17.67 | 17.24 | 17 | 16.78 | 16.56 | 16.35 | 16.18 | 15.99 | 15.8 | 15.64 | 15.49 | 15.36 | 14.75 | 14.72 | 14.88
Iron Acton 132kV | Lockleaze 33kV GT2 & GT3 (K) 33kV | Emersons Green | Primary | 11 | -2.4732 | 51.4981 | System Transformation | Thermal headroom (MW) | 18.92 | 18.81 | 18.08 | 17.4 | 16.87 | 16.62 | 16.38 | 16.14 | 15.91 | 15.66 | 15.49 | 15.33 | 15.19 | 15.05 | 14.91 | 14.26 | 14.23 | 14.39
Iron Acton 132kV | Lockleaze 33kV GT2 & GT3 (K) 33kV | Emersons Green | Primary | 11 | -2.4732 | 51.4981 | WPD Best View | Thermal headroom (MW) | 18.92 | 18.81 | 18.08 | 17.4 | 16.87 | 16.62 | 16.38 | 16.14 | 15.91 | 15.66 | 15.49 | 15.33 | 15.19 | 15.05 | 14.91 | 14.26 | 14.23 | 14.39
Iron Acton 132kV | Lockleaze 33kV GT2 & GT3 (K) 33kV | Hewlett Packard | Primary | 11 | -2.5562 | 51.5014 | Consumer Transformation | Thermal headroom (MW) | 32.21 | 32.04 | 32.03 | 31.93 | 31.79 | 31.61 | 31.55 | 31.52 | 31.46 | 31.39 | 31.2 | 31 | 30.8 | 30.64 | 30.5 | 30.05 | 30.05 | 30.36
Iron Acton 132kV | Lockleaze 33kV GT2 & GT3 (K) 33kV | Hewlett Packard | Primary | 11 | -2.5562 | 51.5014 | Leading the Way | Thermal headroom (MW) | 32.21 | 32 | 31.88 | 31.72 | 31.53 | 31.31 | 31.19 | 31.08 | 30.89 | 30.76 | 30.56 | 30.31 | 30.09 | 29.93 | 29.82 | 29.91 | 30.45 | 31.05
Iron Acton 132kV | Lockleaze 33kV GT2 & GT3 (K) 33kV | Hewlett Packard | Primary | 11 | -2.5562 | 51.5014 | Steady Progression | Thermal headroom (MW) | 32.21 | 32.15 | 32.26 | 32.37 | 32.47 | 32.56 | 32.66 | 32.77 | 32.87 | 32.94 | 32.98 | 33.04 | 33.09 | 33.14 | 33.2 | 33.07 | 33.27 | 33.76
Iron Acton 132kV | Lockleaze 33kV GT2 & GT3 (K) 33kV | Hewlett Packard | Primary | 11 | -2.5562 | 51.5014 | System Transformation | Thermal headroom (MW) | 32.21 | 32.12 | 32.2 | 32.27 | 32.32 | 32.38 | 32.47 | 32.52 | 32.53 | 32.58 | 32.64 | 32.66 | 32.62 | 32.59 | 32.57 | 32.57 | 33.06 | 33.73
Iron Acton 132kV | Lockleaze 33kV GT2 & GT3 (K) 33kV | Hewlett Packard | Primary | 11 | -2.5562 | 51.5014 | WPD Best View | Thermal headroom (MW) | 32.21 | 32.12 | 32.2 | 32.27 | 32.32 | 32.38 | 32.47 | 32.52 | 32.53 | 32.58 | 32.64 | 32.66 | 32.62 | 32.59 | 32.57 | 32.56 | 33.06 | 33.72
Iron Acton 132kV | Lockleaze 33kV GT2 & GT3 (K) 33kV | Lockleaze | Primary | 11 | -2.5692 | 51.4847 | Consumer Transformation | Thermal headroom (MW) | 9.385 | 8.945 | 8.635 | 8.245 | 7.625 | 6.525 | 5.305 | 4.095 | 2.805 | 1.455 | -1.305 | -4.085 | -6.935 | -9.735 | -12.525 | -23.145 | -27.515 | -29.105
Iron Acton 132kV | Lockleaze 33kV GT2 & GT3 (K) 33kV | Lockleaze | Primary | 11 | -2.5692 | 51.4847 | Leading the Way | Thermal headroom (MW) | 9.385 | 8.575 | 7.865 | 7.095 | 5.985 | 4.585 | 3.095 | 1.495 | -0.245 | -2.375 | -5.065 | -7.715 | -10.445 | -13.075 | -15.195 | -20.665 | -22.225 | -23.885
Iron Acton 132kV | Lockleaze 33kV GT2 & GT3 (K) 33kV | Lockleaze | Primary | 11 | -2.5692 | 51.4847 | Steady Progression | Thermal headroom (MW) | 9.385 | 9.385 | 9.535 | 9.655 | 9.725 | 9.515 | 9.175 | 8.745 | 8.235 | 7.655 | 6.935 | 6.215 | 5.425 | 4.595 | 3.765 | -1.465 | -4.555 | -5.915
Iron Acton 132kV | Lockleaze 33kV GT2 & GT3 (K) 33kV | Lockleaze | Primary | 11 | -2.5692 | 51.4847 | System Transformation | Thermal headroom (MW) | 9.385 | 9.205 | 9.165 | 9.085 | 8.925 | 8.705 | 8.305 | 7.805 | 7.185 | 6.485 | 5.745 | 4.985 | 4.205 | 3.135 | 2.035 | -2.045 | -4.275 | -4.145
Iron Acton 132kV | Lockleaze 33kV GT2 & GT3 (K) 33kV | Lockleaze | Primary | 11 | -2.5692 | 51.4847 | WPD Best View | Thermal headroom (MW) | 9.385 | 8.575 | 7.875 | 7.115 | 6.015 | 4.625 | 3.145 | 1.555 | -0.125 | -2.205 | -4.825 | -7.415 | -10.095 | -12.695 | -14.795 | -20.265 | -21.825 | -23.495
Iron Acton 132kV | Lockleaze 33kV GT2 & GT3 (K) 33kV | Mangotsfield | Primary | 11 | -2.4943 | 51.4861 | Consumer Transformation | Thermal headroom (MW) | 4.856 | 4.416 | 4.066 | 3.686 | 2.956 | 2.046 | 1.096 | 0.136 | -0.844 | -1.934 | -4.594 | -7.704 | -11.064 | -14.434 | -17.854 | -32.734 | -49.794 | -61.634
Iron Acton 132kV | Lockleaze 33kV GT2 & GT3 (K) 33kV | Mangotsfield | Primary | 11 | -2.4943 | 51.4861 | Leading the Way | Thermal headroom (MW) | 4.856 | 4.156 | 3.506 | 2.836 | 1.666 | 0.146 | -1.384 | -2.994 | -5.034 | -7.594 | -10.274 | -13.274 | -16.514 | -19.774 | -22.864 | -33.064 | -39.254 | -44.184
Iron Acton 132kV | Lockleaze 33kV GT2 & GT3 (K) 33kV | Mangotsfield | Primary | 11 | -2.4943 | 51.4861 | Steady Progression | Thermal headroom (MW) | 4.856 | 4.746 | 4.776 | 4.806 | 4.786 | 4.546 | 4.236 | 3.836 | 3.356 | 2.526 | 1.466 | 0.716 | -0.134 | -1.114 | -2.034 | -8.204 | -12.644 | -15.404
Iron Acton 132kV | Lockleaze 33kV GT2 & GT3 (K) 33kV | Mangotsfield | Primary | 11 | -2.4943 | 51.4861 | System Transformation | Thermal headroom (MW) | 4.856 | 4.636 | 4.526 | 4.436 | 4.216 | 3.946 | 3.546 | 3.076 | 2.506 | 1.826 | 1.006 | -0.264 | -1.524 | -2.804 | -4.144 | -9.984 | -14.024 | -15.554
Iron Acton 132kV | Lockleaze 33kV GT2 & GT3 (K) 33kV | Mangotsfield | Primary | 11 | -2.4943 | 51.4861 | WPD Best View | Thermal headroom (MW) | 4.856 | 4.636 | 4.526 | 4.436 | 4.216 | 3.946 | 3.546 | 3.076 | 2.506 | 1.826 | 1.006 | -0.264 | -1.524 | -2.804 | -4.144 | -9.984 | -14.024 | -15.564
Iron Acton 132kV | Lockleaze 33kV GT2 & GT3 (K) 33kV | Patchway Primary | Primary | 11 | -2.5616 | 51.5219 | Consumer Transformation | Thermal headroom (MW) | 4.42 | 4.38 | 4.46 | 4.53 | 4.57 | 4.53 | 4.49 | 4.43 | 4.33 | 4.22 | 4.06 | 3.93 | 3.81 | 3.61 | 3.42 | 2.27 | 1.47 | 1.26
Iron Acton 132kV | Lockleaze 33kV GT2 & GT3 (K) 33kV | Patchway Primary | Primary | 11 | -2.5616 | 51.5219 | Leading the Way | Thermal headroom (MW) | 4.42 | 4.31 | 4.33 | 4.34 | 4.31 | 4.24 | 4.18 | 4.09 | 3.97 | 3.86 | 3.66 | 3.45 | 3.25 | 3.04 | 2.74 | 1.82 | 1.62 | 1.67
Iron Acton 132kV | Lockleaze 33kV GT2 & GT3 (K) 33kV | Patchway Primary | Primary | 11 | -2.5616 | 51.5219 | Steady Progression | Thermal headroom (MW) | 4.42 | 4.43 | 4.57 | 4.71 | 4.83 | 4.91 | 4.98 | 5.04 | 5.09 | 5.13 | 5.14 | 5.12 | 5.07 | 5.01 | 4.94 | 4.55 | 4.65 | 4.72
Iron Acton 132kV | Lockleaze 33kV GT2 & GT3 (K) 33kV | Patchway Primary | Primary | 11 | -2.5616 | 51.5219 | System Transformation | Thermal headroom (MW) | 4.42 | 4.42 | 4.54 | 4.66 | 4.76 | 4.85 | 4.92 | 4.99 | 5.04 | 5.05 | 5.02 | 4.99 | 4.94 | 4.91 | 4.87 | 4.9 | 5.05 | 5.3
Iron Acton 132kV | Lockleaze 33kV GT2 & GT3 (K) 33kV | Patchway Primary | Primary | 11 | -2.5616 | 51.5219 | WPD Best View | Thermal headroom (MW) | 4.42 | 4.42 | 4.54 | 4.66 | 4.76 | 4.85 | 4.92 | 4.99 | 5.04 | 5.05 | 5.02 | 4.99 | 4.94 | 4.91 | 4.87 | 4.9 | 5.05 | 5.3
Iron Acton 132kV | Lockleaze 33kV GT2 & GT3 (K) 33kV | Winterbourne | Primary | 11 | -2.5135 | 51.5243 | Consumer Transformation | Thermal headroom (MW) | 3.34 | 2.87 | 2.52 | 1.77 | 0.03 | -2.89 | -5.48 | -7.84 | -10 | -11.87 | -13.87 | -16.02 | -18.29 | -20.54 | -22.69 | -32.72 | -37.9 | -40.59
Iron Acton 132kV | Lockleaze 33kV GT2 & GT3 (K) 33kV | Winterbourne | Primary | 11 | -2.5135 | 51.5243 | Leading the Way | Thermal headroom (MW) | 3.34 | 2.65 | 2.06 | 1.1 | -1.22 | -5.77 | -9.42 | -12.75 | -15.79 | -18.34 | -20.7 | -23.07 | -25.22 | -27.29 | -29.14 | -35.02 | -37.32 | -39.26
Iron Acton 132kV | Lockleaze 33kV GT2 & GT3 (K) 33kV | Winterbourne | Primary | 11 | -2.5135 | 51.5243 | Steady Progression | Thermal headroom (MW) | 3.34 | 3.19 | 3.19 | 3.03 | 2.25 | 0.49 | -0.88 | -2.15 | -3.36 | -4.44 | -5.65 | -6.87 | -8.14 | -9.39 | -10.61 | -16.86 | -19.53 | -20.32
Iron Acton 132kV | Lockleaze 33kV GT2 & GT3 (K) 33kV | Winterbourne | Primary | 11 | -2.5135 | 51.5243 | System Transformation | Thermal headroom (MW) | 3.34 | 3.08 | 2.94 | 2.61 | 1.52 | -0.65 | -2.59 | -4.27 | -5.76 | -7.01 | -8.21 | -9.39 | -10.58 | -11.73 | -12.74 | -18.52 | -20.34 | -20.65
Iron Acton 132kV | Lockleaze 33kV GT2 & GT3 (K) 33kV | Winterbourne | Primary | 11 | -2.5135 | 51.5243 | WPD Best View | Thermal headroom (MW) | 3.34 | 3.08 | 2.94 | 2.61 | 1.52 | -0.65 | -2.59 | -4.27 | -5.76 | -7.01 | -8.21 | -9.39 | -10.58 | -11.73 | -12.74 | -18.52 | -20.34 | -20.65
Iron Acton 132kV | Seabank 33kV | Seabank 33kV | Bulk Supply Point | 33 | -2.6694 | 51.5374 | Consumer Transformation | Thermal headroom (MW) | 46.7152 | 46.6735 | 46.6844 | 46.789 | 46.7089 | 46.3878 | 45.7661 | 45.34 | 44.8753 | 44.3666 | 43.7772 | 43.1988 | 42.5826 | 41.8884 | 41.1755 | 36.9932 | 36.7548 | 37.325
Iron Acton 132kV | Seabank 33kV | Seabank 33kV | Bulk Supply Point | 33 | -2.6694 | 51.5374 | Leading the Way | Thermal headroom (MW) | 46.7152 | 46.6328 | 46.5869 | 46.6645 | 46.5024 | 45.9257 | 44.9924 | 44.3153 | 43.6226 | 42.841 | 42.0145 | 41.1693 | 40.3566 | 39.392 | 38.373 | 34.8901 | 35.5063 | 36.4541
Iron Acton 132kV | Seabank 33kV | Seabank 33kV | Bulk Supply Point | 33 | -2.6694 | 51.5374 | Steady Progression | Thermal headroom (MW) | 46.7152 | 46.7177 | 46.7855 | 46.9402 | 46.9546 | 46.7804 | 46.4911 | 46.2861 | 46.0339 | 45.7446 | 45.3672 | 44.9525 | 44.3653 | 43.7582 | 43.1175 | 40.1835 | 40.4185 | 41.354
Iron Acton 132kV | Seabank 33kV | Seabank 33kV | Bulk Supply Point | 33 | -2.6694 | 51.5374 | System Transformation | Thermal headroom (MW) | 46.7152 | 46.7064 | 46.7467 | 46.8866 | 46.8565 | 46.6264 | 46.089 | 45.7514 | 45.3646 | 44.9172 | 44.4036 | 43.8599 | 43.2809 | 42.6773 | 42.0678 | 39.1659 | 39.4934 | 40.5242
Iron Acton 132kV | Seabank 33kV | Seabank 33kV | Bulk Supply Point | 33 | -2.6694 | 51.5374 | WPD Best View | Thermal headroom (MW) | 46.7152 | 46.7064 | 46.7467 | 46.8866 | 46.8565 | 46.6264 | 46.089 | 45.7514 | 45.3646 | 44.9172 | 44.4036 | 43.8599 | 43.2809 | 42.6773 | 42.0678 | 39.1659 | 39.4934 | 40.5242
Iron Acton 132kV | Seabank 33kV | Western Approach | Primary | 11 | -2.6503 | 51.5488 | Consumer Transformation | Thermal headroom (MW) | 3.5 | 3.46 | 3.47 | 3.56 | 3.49 | 3.21 | 2.66 | 2.29 | 1.88 | 1.44 | 0.92 | 0.41 | -0.13 | -0.74 | -1.37 | -5.04 | -5.25 | -4.75
Iron Acton 132kV | Seabank 33kV | Western Approach | Primary | 11 | -2.6503 | 51.5488 | Leading the Way | Thermal headroom (MW) | 3.5 | 3.43 | 3.39 | 3.45 | 3.31 | 2.8 | 1.99 | 1.39 | 0.78 | 0.1 | -0.63 | -1.37 | -2.08 | -2.93 | -3.83 | -6.88 | -6.34 | -5.51
Iron Acton 132kV | Seabank 33kV | Western Approach | Primary | 11 | -2.6503 | 51.5488 | Steady Progression | Thermal headroom (MW) | 3.5 | 3.5 | 3.56 | 3.7 | 3.71 | 3.55 | 3.3 | 3.12 | 2.9 | 2.65 | 2.31 | 1.95 | 1.43 | 0.9 | 0.34 | -2.24 | -2.03 | -1.21
Iron Acton 132kV | Seabank 33kV | Western Approach | Primary | 11 | -2.6503 | 51.5488 | System Transformation | Thermal headroom (MW) | 3.5 | 3.49 | 3.53 | 3.65 | 3.62 | 3.42 | 2.95 | 2.65 | 2.31 | 1.92 | 1.47 | 0.99 | 0.48 | -0.05 | -0.58 | -3.13 | -2.84 | -1.94
Iron Acton 132kV | Seabank 33kV | Western Approach | Primary | 11 | -2.6503 | 51.5488 | WPD Best View | Thermal headroom (MW) | 3.5 | 3.49 | 3.53 | 3.65 | 3.62 | 3.42 | 2.95 | 2.65 | 2.31 | 1.92 | 1.47 | 0.99 | 0.48 | -0.05 | -0.58 | -3.13 | -2.84 | -1.94
Iron Acton 132kV | St Pauls 'J' Bar 11kV | St Pauls Bsp 11kv | Primary | 11 | -2.5829 | 51.459 | Consumer Transformation | Thermal headroom (MW) | -17.35 | -18.05 | -20.59 | -22.09 | -23.69 | -25.61 | -27.55 | -30.3 | -33.7 | -38.1 | -45.17 | -51.65 | -58.08 | -64.2 | -70.14 | -86.4 | -95.3 | -100.98
Iron Acton 132kV | St Pauls 'J' Bar 11kV | St Pauls Bsp 11kv | Primary | 11 | -2.5829 | 51.459 | Leading the Way | Thermal headroom (MW) | -17.35 | -18.6 | -22.07 | -24.46 | -26.98 | -29.13 | -31.52 | -36.06 | -40.52 | -46.29 | -52.27 | -57.67 | -63.09 | -68.14 | -72.58 | -78.5 | -75.25 | -70.19
Iron Acton 132kV | St Pauls 'J' Bar 11kV | St Pauls Bsp 11kv | Primary | 11 | -2.5829 | 51.459 | Steady Progression | Thermal headroom (MW) | -17.35 | -17.28 | -18.76 | -19.23 | -19.55 | -19.95 | -20.41 | -21.17 | -21.81 | -22.98 | -24.58 | -26.49 | -28.44 | -30.68 | -33 | -48.29 | -56.39 | -56
Iron Acton 132kV | St Pauls 'J' Bar 11kV | St Pauls Bsp 11kv | Primary | 11 | -2.5829 | 51.459 | System Transformation | Thermal headroom (MW) | -17.35 | -17.53 | -19.6 | -20.53 | -21.34 | -21.69 | -22.2 | -23.08 | -23.55 | -25.06 | -27.6 | -30.23 | -33.16 | -36.41 | -39.85 | -54.11 | -55.8 | -52.2
Iron Acton 132kV | St Pauls 'J' Bar 11kV | St Pauls Bsp 11kv | Primary | 11 | -2.5829 | 51.459 | WPD Best View | Thermal headroom (MW) | -17.35 | -18.6 | -22.07 | -24.46 | -26.98 | -29.13 | -31.52 | -36.06 | -40.52 | -46.29 | -52.27 | -57.67 | -63.09 | -68.14 | -72.58 | -78.5 | -75.25 | -70.19
Melksham | Bath (Dolemeads) 33kV | Bath (Dolemeads) 33kV | Bulk Supply Point | 33 | -2.3539 | 51.3785 | Consumer Transformation | Thermal headroom (MW) | 20.56 | 18.3889 | 17.2862 | 15.6545 | 12.6577 | 8.5208 | 3.0904 | -2.5576 | -7.3882 | -12.8164 | -21.8121 | -32.114 | -43.4234 | -54.4456 | -65.2054 | -115.6408 | -151.6355 | -172.0296
Melksham | Bath (Dolemeads) 33kV | Bath (Dolemeads) 33kV | Bulk Supply Point | 33 | -2.3539 | 51.3785 | Leading the Way | Thermal headroom (MW) | 20.56 | 16.8471 | 14.1175 | 11.013 | 5.9939 | -0.23159 | -8.0778 | -16.6439 | -24.6258 | -34.2656 | -45.1803 | -56.8904 | -68.7046 | -80.1755 | -90.7454 | -121.8368 | -134.0938 | -140.0459
Melksham | Bath (Dolemeads) 33kV | Bath (Dolemeads) 33kV | Bulk Supply Point | 33 | -2.3539 | 51.3785 | Steady Progression | Thermal headroom (MW) | 20.56 | 20.1531 | 20.7669 | 21.2323 | 21.3674 | 20.507 | 18.7466 | 16.5361 | 14.3361 | 11.542 | 7.9998 | 4.5542 | 0.76953 | -3.3294 | -7.4808 | -34.865 | -53.5573 | -61.7825
Melksham | Bath (Dolemeads) 33kV | Bath (Dolemeads) 33kV | Bulk Supply Point | 33 | -2.3539 | 51.3785 | System Transformation | Thermal headroom (MW) | 20.56 | 19.4952 | 19.4397 | 19.1998 | 18.3542 | 17.3163 | 14.8199 | 11.8128 | 9.2413 | 6.1526 | 2.6873 | -1.486 | -5.9369 | -10.7789 | -15.6771 | -40.6649 | -52.6598 | -54.5567
Melksham | Bath (Dolemeads) 33kV | Bath (Dolemeads) 33kV | Bulk Supply Point | 33 | -2.3539 | 51.3785 | WPD Best View | Thermal headroom (MW) | 20.56 | 18.3904 | 17.2877 | 15.656 | 12.6629 | 8.5331 | 3.1087 | -2.5343 | -7.3606 | -12.7568 | -21.7157 | -31.9823 | -43.2565 | -54.2437 | -64.9703 | -115.4755 | -151.5183 | -171.9353
Melksham | Bath (Dolemeads) 33kV | Batheaston | Primary | 11 | -2.3386 | 51.3973 | Consumer Transformation | Thermal headroom (MW) | 32.16 | 31.78 | 31.58 | 31.28 | 30.72 | 29.99 | 29.24 | 28.45 | 27.65 | 26.79 | 25.6 | 24.42 | 22.69 | 20.97 | 19.29 | 10.37 | 4.49 | 1.36
Melksham | Bath (Dolemeads) 33kV | Batheaston | Primary | 11 | -2.3386 | 51.3973 | Leading the Way | Thermal headroom (MW) | 32.16 | 31.51 | 31 | 30.42 | 29.54 | 28.47 | 27.37 | 26.16 | 24.94 | 23.38 | 21.62 | 19.76 | 17.83 | 15.96 | 14.23 | 8.39 | 6.07 | 4.7
Melksham | Bath (Dolemeads) 33kV | Batheaston | Primary | 11 | -2.3386 | 51.3973 | Steady Progression | Thermal headroom (MW) | 32.16 | 32.13 | 32.26 | 32.36 | 32.39 | 32.24 | 31.99 | 31.66 | 31.27 | 30.78 | 30.15 | 29.49 | 28.78 | 28.03 | 27.24 | 22.38 | 19.52 | 17.71
Melksham | Bath (Dolemeads) 33kV | Batheaston | Primary | 11 | -2.3386 | 51.3973 | System Transformation | Thermal headroom (MW) | 32.16 | 31.99 | 31.99 | 31.94 | 31.8 | 31.62 | 31.35 | 30.98 | 30.51 | 29.97 | 29.43 | 28.8 | 28.17 | 27.5 | 26.8 | 23.09 | 20.73 | 20.08
Melksham | Bath (Dolemeads) 33kV | Batheaston | Primary | 11 | -2.3386 | 51.3973 | WPD Best View | Thermal headroom (MW) | 32.16 | 31.78 | 31.59 | 31.28 | 30.72 | 30 | 29.25 | 28.46 | 27.67 | 26.81 | 25.62 | 24.44 | 22.71 | 20.99 | 19.31 | 10.37 | 4.5 | 1.37
Melksham | Bath (Dolemeads) 33kV | Combe Park | Primary | 6.6 | -2.3886 | 51.3933 | Consumer Transformation | Thermal headroom (MW) | 15.345 | 15.185 | 15.115 | 14.965 | 14.695 | 14.295 | 13.855 | 13.395 | 13.035 | 12.605 | 12.075 | 11.515 | 10.665 | 9.815 | 8.995 | 4.425 | 1.285 | -0.375
Melksham | Bath (Dolemeads) 33kV | Combe Park | Primary | 6.6 | -2.3886 | 51.3933 | Leading the Way | Thermal headroom (MW) | 15.345 | 15.055 | 14.845 | 14.565 | 14.125 | 13.505 | 12.875 | 12.175 | 11.605 | 10.935 | 10.035 | 9.025 | 8.025 | 7.095 | 6.185 | 3.275 | 1.895 | 0.975
Melksham | Bath (Dolemeads) 33kV | Combe Park | Primary | 6.6 | -2.3886 | 51.3933 | Steady Progression | Thermal headroom (MW) | 15.345 | 15.335 | 15.415 | 15.465 | 15.485 | 15.365 | 15.245 | 15.065 | 14.875 | 14.665 | 14.375 | 14.065 | 13.715 | 13.345 | 12.965 | 10.885 | 9.785 | 9.095
Melksham | Bath (Dolemeads) 33kV | Combe Park | Primary | 6.6 | -2.3886 | 51.3933 | System Transformation | Thermal headroom (MW) | 15.345 | 15.285 | 15.315 | 15.295 | 15.225 | 15.075 | 14.895 | 14.665 | 14.455 | 14.195 | 13.895 | 13.565 | 13.225 | 12.895 | 12.585 | 11.085 | 10.085 | 9.755
Melksham | Bath (Dolemeads) 33kV | Combe Park | Primary | 6.6 | -2.3886 | 51.3933 | WPD Best View | Thermal headroom (MW) | 15.345 | 15.185 | 15.115 | 14.965 | 14.695 | 14.295 | 13.855 | 13.395 | 13.035 | 12.605 | 12.075 | 11.515 | 10.665 | 9.815 | 8.995 | 4.425 | 1.285 | -0.375
Melksham | Bath (Dolemeads) 33kV | Dorchester St - New | Primary | 6.6 | -2.3581 | 51.3782 | Consumer Transformation | Thermal headroom (MW) | 39.235 | 38.675 | 38.455 | 38.115 | 37.405 | 36.475 | 34.035 | 31.535 | 29.875 | 28.045 | 24.355 | 20.625 | 16.875 | 13.345 | 9.845 | -0.915 | -12.375 | -20.175
Melksham | Bath (Dolemeads) 33kV | Dorchester St - New | Primary | 6.6 | -2.3581 | 51.3782 | Leading the Way | Thermal headroom (MW) | 39.235 | 38.345 | 37.815 | 37.175 | 35.995 | 34.675 | 31.325 | 27.625 | 24.835 | 21.935 | 18.955 | 15.645 | 12.285 | 9.095 | 6.305 | 1.425 | 0.745 | 1.775
Melksham | Bath (Dolemeads) 33kV | Dorchester St - New | Primary | 6.6 | -2.3581 | 51.3782 | Steady Progression | Thermal headroom (MW) | 39.235 | 39.105 | 39.315 | 39.505 | 39.605 | 39.485 | 38.595 | 37.605 | 36.955 | 36.045 | 34.895 | 34.105 | 33.145 | 32.035 | 30.935 | 22.975 | 18.705 | 18.355
Melksham | Bath (Dolemeads) 33kV | Dorchester St - New | Primary | 6.6 | -2.3581 | 51.3782 | System Transformation | Thermal headroom (MW) | 39.235 | 38.925 | 38.965 | 38.985 | 38.795 | 38.675 | 37.155 | 35.595 | 34.825 | 34.025 | 32.985 | 31.375 | 29.585 | 27.695 | 25.745 | 17.635 | 16.435 | 17.935
Melksham | Bath (Dolemeads) 33kV | Dorchester St - New | Primary | 6.6 | -2.3581 | 51.3782 | WPD Best View | Thermal headroom (MW) | 39.235 | 38.675 | 38.455 | 38.115 | 37.415 | 36.475 | 34.045 | 31.535 | 29.875 | 28.085 | 24.445 | 20.765 | 17.065 | 13.575 | 10.115 | -0.725 | -12.255 | -20.095
Melksham | Bath (Dolemeads) 33kV | Entry Hill | Primary | 6.6 | -2.3643 | 51.3609 | Consumer Transformation | Thermal headroom (MW) | 14.095 | 13.715 | 13.445 | 13.145 | 12.635 | 11.995 | 11.365 | 10.755 | 10.145 | 9.275 | 8.425 | 7.175 | 5.835 | 4.485 | 3.175 | -4.055 | -8.865 | -11.395
Melksham | Bath (Dolemeads) 33kV | Entry Hill | Primary | 6.6 | -2.3643 | 51.3609 | Leading the Way | Thermal headroom (MW) | 14.095 | 13.505 | 12.995 | 12.485 | 11.735 | 10.785 | 9.815 | 8.875 | 7.955 | 6.465 | 5.085 | 3.645 | 2.155 | 0.685 | -0.685 | -5.665 | -7.855 | -9.355
Melksham | Bath (Dolemeads) 33kV | Entry Hill | Primary | 6.6 | -2.3643 | 51.3609 | Steady Progression | Thermal headroom (MW) | 14.095 | 13.975 | 13.965 | 13.965 | 13.925 | 13.765 | 13.535 | 13.265 | 12.955 | 12.535 | 12.045 | 11.535 | 10.985 | 10.425 | 9.865 | 6.405 | 3.935 | 2.375
Melksham | Bath (Dolemeads) 33kV | Entry Hill | Primary | 6.6 | -2.3643 | 51.3609 | System Transformation | Thermal headroom (MW) | 14.095 | 13.885 | 13.775 | 13.685 | 13.515 | 13.325 | 13.035 | 12.725 | 12.365 | 11.835 | 11.375 | 10.845 | 10.325 | 9.835 | 9.335 | 5.975 | 3.935 | 3.315
Melksham | Bath (Dolemeads) 33kV | Entry Hill | Primary | 6.6 | -2.3643 | 51.3609 | WPD Best View | Thermal headroom (MW) | 14.095 | 13.715 | 13.445 | 13.145 | 12.635 | 11.995 | 11.375 | 10.765 | 10.155 | 9.295 | 8.445 | 7.195 | 5.855 | 4.515 | 3.195 | -4.035 | -8.835 | -11.365
Melksham | Bath (Dolemeads) 33kV | Oldfield Park | Primary | 6.6 | -2.3791 | 51.3743 | Consumer Transformation | Thermal headroom (MW) | 2.95 | 2.63 | 2.44 | 2.23 | 1.86 | 1.26 | 0.63 | 0.01 | -0.6 | -1.24 | -2.32 | -3.71 | -5.12 | -6.52 | -7.87 | -14.49 | -19.1 | -21.77
Melksham | Bath (Dolemeads) 33kV | Oldfield Park | Primary | 6.6 | -2.3791 | 51.3743 | Leading the Way | Thermal headroom (MW) | 2.95 | 2.42 | 2.02 | 1.61 | 0.96 | 0.13 | -0.74 | -1.61 | -2.48 | -3.6 | -5.03 | -6.54 | -8.05 | -9.55 | -10.97 | -15.77 | -18.2 | -19.86
Melksham | Bath (Dolemeads) 33kV | Oldfield Park | Primary | 6.6 | -2.3791 | 51.3743 | Steady Progression | Thermal headroom (MW) | 2.95 | 2.85 | 2.88 | 2.9 | 2.89 | 2.74 | 2.51 | 2.25 | 1.95 | 1.61 | 1.17 | 0.71 | 0.21 | -0.31 | -0.85 | -4.08 | -6.64 | -8.25
Melksham | Bath (Dolemeads) 33kV | Oldfield Park | Primary | 6.6 | -2.3791 | 51.3743 | System Transformation | Thermal headroom (MW) | 2.95 | 2.76 | 2.71 | 2.64 | 2.52 | 2.32 | 2.04 | 1.74 | 1.38 | 0.96 | 0.46 | -0.09 | -0.65 | -1.21 | -1.8 | -4.36 | -6.07 | -6.68
Melksham | Bath (Dolemeads) 33kV | Oldfield Park | Primary | 6.6 | -2.3791 | 51.3743 | WPD Best View | Thermal headroom (MW) | 2.95 | 2.63 | 2.44 | 2.23 | 1.86 | 1.26 | 0.63 | 0.01 | -0.6 | -1.24 | -2.32 | -3.71 | -5.12 | -6.52 | -7.87 | -14.49 | -19.1 | -21.77
Melksham | Bath (Dolemeads) 33kV | Park Street | Primary | 6.6 | -2.3677 | 51.3902 | Consumer Transformation | Thermal headroom (MW) | 1.73 | 1.5 | 1.41 | 1.25 | 0.94 | 0.54 | 0.02 | -0.54 | -1.08 | -1.62 | -2.95 | -4.31 | -5.67 | -7 | -8.24 | -13.33 | -15.84 | -17.1
Melksham | Bath (Dolemeads) 33kV | Park Street | Primary | 6.6 | -2.3677 | 51.3902 | Leading the Way | Thermal headroom (MW) | 1.73 | 1.33 | 1.04 | 0.72 | 0.19 | -0.44 | -1.16 | -2 | -3.12 | -4.32 | -5.66 | -7.11 | -8.5 | -9.85 | -11.01 | -13.45 | -13.63 | -12.85
Melksham | Bath (Dolemeads) 33kV | Park Street | Primary | 6.6 | -2.3677 | 51.3902 | Steady Progression | Thermal headroom (MW) | 1.73 | 1.72 | 1.83 | 1.91 | 1.96 | 1.92 | 1.8 | 1.61 | 1.38 | 1.1 | 0.74 | 0.35 | -0.07 | -0.51 | -0.97 | -4.87 | -7.57 | -8.01
Melksham | Bath (Dolemeads) 33kV | Park Street | Primary | 6.6 | -2.3677 | 51.3902 | System Transformation | Thermal headroom (MW) | 1.73 | 1.65 | 1.69 | 1.7 | 1.64 | 1.61 | 1.47 | 1.24 | 1 | 0.71 | 0.44 | 0.12 | -0.29 | -1.01 | -1.76 | -5.37 | -6.57 | -6.45
Melksham | Bath (Dolemeads) 33kV | Park Street | Primary | 6.6 | -2.3677 | 51.3902 | WPD Best View | Thermal headroom (MW) | 1.73 | 1.5 | 1.41 | 1.25 | 0.94 | 0.54 | 0.02 | -0.54 | -1.08 | -1.62 | -2.95 | -4.31 | -5.67 | -7 | -8.24 | -13.33 | -15.84 | -17.1
Melksham | Bath (Dolemeads) 33kV | Twerton | Primary | 6.6 | -2.3964 | 51.3816 | Consumer Transformation | Thermal headroom (MW) | 2.51 | 2.36 | 2.32 | 2.18 | 1.93 | 1.57 | 1.19 | 0.73 | 0.35 | -0.06 | -0.86 | -1.94 | -3.05 | -4.13 | -5.18 | -11.33 | -15.39 | -17.45
Melksham | Bath (Dolemeads) 33kV | Twerton | Primary | 6.6 | -2.3964 | 51.3816 | Leading the Way | Thermal headroom (MW) | 2.51 | 2.18 | 1.95 | 1.64 | 1.11 | 0.46 | -0.17 | -0.98 | -1.74 | -2.6 | -3.73 | -4.91 | -6.1 | -7.29 | -8.43 | -12.27 | -14.13 | -15.21
Melksham | Bath (Dolemeads) 33kV | Twerton | Primary | 6.6 | -2.3964 | 51.3816 | Steady Progression | Thermal headroom (MW) | 2.51 | 2.51 | 2.6 | 2.66 | 2.68 | 2.62 | 2.54 | 2.4 | 2.23 | 2.03 | 1.74 | 1.44 | 1.12 | 0.78 | 0.42 | -1.98 | -4.41 | -5.49
Melksham | Bath (Dolemeads) 33kV | Twerton | Primary | 6.6 | -2.3964 | 51.3816 | System Transformation | Thermal headroom (MW) | 2.51 | 2.45 | 2.47 | 2.46 | 2.39 | 2.32 | 2.2 | 1.94 | 1.74 | 1.49 | 1.13 | 0.75 | 0.36 | -0.04 | -0.39 | -3.16 | -4.92 | -5.42
Melksham | Bath (Dolemeads) 33kV | Twerton | Primary | 6.6 | -2.3964 | 51.3816 | WPD Best View | Thermal headroom (MW) | 2.51 | 2.36 | 2.32 | 2.18 | 1.93 | 1.57 | 1.19 | 0.73 | 0.35 | -0.06 | -0.86 | -1.94 | -3.05 | -4.13 | -5.18 | -11.33 | -15.39 | -17.45
Seabank 132kV | Avonmouth 33kV | Avonmouth 33kV | Bulk Supply Point | 33 | -2.6797 | 51.5029 | Consumer Transformation | Thermal headroom (MW) | 162 | 164.5816 | 167.7227 | 171.4333 | 178.2565 | 184.7055 | 189.5026 | 194.1009 | 199.1985 | 204.778 | 215.4168 | 226.395 | 237.5864 | 248.5656 | 259.2884 | 305.4256 | 334.8183 | 353.5077
Seabank 132kV | Avonmouth 33kV | Avonmouth 33kV | Bulk Supply Point | 33 | -2.6797 | 51.5029 | Leading the Way | Thermal headroom (MW) |  | 165.7476 | 170.4434 |  | 185.8989 | 195.8268 |  |  | 219.8361 |  |  | 249.5801 | 260.1421 |  | 279.672 |  | 311.9727
Seabank 132kV | Avonmouth 33kV | Avonmouth 33kV | Bulk Supply Point | 33 | -2.6797 | 51.5029 | Steady Progression | Thermal headroom (MW) |  | 162.8332 | 164.0512 |  |  | 171.9115 |  |  | 178.8783 |  |  | 188.5358 | 192.1338 |  | 199.6022 |  | 227.8104
Seabank 132kV | Avonmouth 33kV | Avonmouth 33kV | Bulk Supply Point | 33 | -2.6797 | 51.5029 | System Transformation | Thermal headroom (MW) | 162 | 163.4222 | 165.4501 | 167.6803 |  | 176.0942 | 178.3703 |  | 183.3317 | 186.3567 |  | 192.8278 | 196.2016 |  | 203.9135 | 220.929 | 227.3841 | 225.7699
Seabank 132kV | Avonmouth 33kV | Avonmouth 33kV | Bulk Supply Point | 33 | -2.6797 | 51.5029 | WPD Best View | Thermal headroom (MW) | 162 | 165.5845 |  |  | 183.458 |  |  | 205.4515 | 213.2639 |  | 230.4462 | 239.4336 |  | 257.8408 | 265.9419 | 288.5228 | 293.0735 | 298.3076
Seabank 132kV | Avonmouth 33kV | Avonmouth | Primary | 11 | -2.6969 | 51.505 | Consumer Transformation | Thermal headroom (MW) | 26.8 | 26.43 | 25.65 | 24.62 | 23.13 | 22.06 | 21.36 | 20.59 | 19.57 | 18.27 | 15.54 | 12.87 | 10.21 | 7.6 | 5 | -6.81 | -11.29 | -12.47
Seabank 132kV | Avonmouth 33kV | Avonmouth | Primary | 11 | -2.6969 | 51.505 | Leading the Way | Thermal headroom (MW) | 26.8 | 26.14 | 24.97 | 23.44 | 21.21 | 19.14 | 17.63 | 15.94 | 14.1 | 12.14 | 9.67 | 7.02 | 4.36 | 1.77 | -0.31 | -5.93 | -7.33 | -8.4
Seabank 132kV | Avonmouth 33kV | Avonmouth | Primary | 11 | -2.6969 | 51.505 | Steady Progression | Thermal headroom (MW) | 26.8 | 26.78 | 26.44 | 25.92 | 25.3 | 24.76 | 24.5 | 24.24 | 23.95 | 23.63 | 23.15 | 22.63 | 22.11 | 21.59 | 20.82 | 15.18 | 11.5 | 10.48
Seabank 132kV | Avonmouth 33kV | Avonmouth | Primary | 11 | -2.6969 | 51.505 | System Transformation | Thermal headroom (MW) | 26.8 | 26.65 | 26.09 | 25.31 | 24.36 | 23.7 | 23.4 | 23.09 | 22.73 | 22.31 | 21.6 | 21.04 | 20.34 | 19.05 | 17.56 | 11.01 | 8.01 | 8.18
Seabank 132kV | Avonmouth 33kV | Avonmouth | Primary | 11 | -2.6969 | 51.505 | WPD Best View | Thermal headroom (MW) | 26.8 | 26.15 | 25.08 | 23.72 | 21.69 | 19.83 | 18.31 | 16.67 | 14.95 | 13.14 | 10.62 | 8.14 | 5.55 | 3.1 | 0.99 | -5.08 | -6.91 | -8.05
Seabank 132kV | Avonmouth 33kV | Cairns Road | Primary | 11 | -2.6036 | 51.4785 | Consumer Transformation | Thermal headroom (MW) | 22.12 | 20.34 | 18.93 | 16.92 | 13.96 | 9.55 | 5.15 | 0.76 | -4.07 | -9.12 | -17.9 | -27.74 | -37.63 | -47.26 | -56.78 | -90.32 | -113.42 | -129.11
Seabank 132kV | Avonmouth 33kV | Cairns Road | Primary | 11 | -2.6036 | 51.4785 | Leading the Way | Thermal headroom (MW) | 22.12 | 19.26 | 16.65 | 13.54 | 9.13 | 3.49 | -1.87 | -8.24 | -15.92 | -24.27 | -32.14 | -40.59 | -49.14 | -57.21 | -64.67 | -80.66 | -83.9 | -88.56
Seabank 132kV | Avonmouth 33kV | Cairns Road | Primary | 11 | -2.6036 | 51.4785 | Steady Progression | Thermal headroom (MW) | 22.12 | 21.84 | 21.96 | 21.92 | 21.57 | 20.22 | 18.61 | 16.76 | 14.66 | 11.91 | 8.79 | 6.04 | 3.07 | -0.5 | -3.96 | -21.24 | -28.65 | -31.62
Seabank 132kV | Avonmouth 33kV | Cairns Road | Primary | 11 | -2.6036 | 51.4785 | System Transformation | Thermal headroom (MW) | 22.12 | 21.37 | 20.96 | 20.35 | 19.24 | 17.95 | 16.43 | 14.58 | 12.43 | 9.96 | 7.3 | 4.43 | 1.55 | -1.21 | -4.07 | -15.5 | -21.05 | -21.01
Seabank 132kV | Avonmouth 33kV | Cairns Road | Primary | 11 | -2.6036 | 51.4785 | WPD Best View | Thermal headroom (MW) | 22.12 | 19.36 | 16.85 | 13.92 | 9.83 | 4.64 | -0.33 | -6.05 | -12.96 | -20.5 | -27.59 | -35.23 | -43.12 | -50.76 | -57.92 | -74.51 | -78.32 | -83.15
Seabank 132kV | Avonmouth 33kV | Kingsweston | Primary | 11 | -2.6838 | 51.5112 | Consumer Transformation | Thermal headroom (MW) | 9.3054 | 8.5854 | 7.3454 | 6.1954 | 3.1754 | 0.9854 | 0.1054 | -0.5846 | -1.3246 | -2.1146 | -3.4946 | -4.7546 | -6.1146 | -7.5046 | -8.7446 | -12.7746 | -20.7746 | -26.8946
Seabank 132kV | Avonmouth 33kV | Kingsweston | Primary | 11 | -2.6838 | 51.5112 | Leading the Way | Thermal headroom (MW) | 9.3054 | 8.4854 | 7.0554 | 5.5754 | 1.5254 | -1.7646 | -2.8046 | -3.6946 | -5.4946 | -7.4446 | -8.2646 | -9.5046 | -10.9346 | -12.5746 | -13.7446 | -16.8046 | -19.4746 | -21.9346
Seabank 132kV | Avonmouth 33kV | Kingsweston | Primary | 11 | -2.6838 | 51.5112 | Steady Progression | Thermal headroom (MW) | 9.3054 | 8.6954 | 7.6354 | 6.6954 | 4.2054 | 2.5154 | 1.8954 | 1.3054 | 0.7254 | 0.2154 | -0.3246 | -0.8946 | -1.5546 | -2.0546 | -2.2546 | -3.2346 | -2.3846 | -0.9846
Seabank 132kV | Avonmouth 33kV | Kingsweston | Primary | 11 | -2.6838 | 51.5112 | System Transformation | Thermal headroom (MW) | 9.3054 | 8.5954 | 7.3554 | 6.2554 | 3.2554 | 1.1154 | 0.2954 | -0.3146 | -0.9546 | -1.6346 | -2.2246 | -2.6646 | -3.1446 | -3.6646 | -3.8746 | -4.9246 | -3.7646 | -1.8746
Seabank 132kV | Avonmouth 33kV | Kingsweston | Primary | 11 | -2.6838 | 51.5112 | WPD Best View | Thermal headroom (MW) | 9.3054 | 8.5854 | 7.3454 | 6.2354 | 3.1454 | 0.9754 | 0.1154 | -0.5746 | -1.2946 | -2.0646 | -2.7146 | -3.2246 | -3.8246 | -4.4746 | -4.8346 | -5.7546 | -4.3446 | -2.2146
Seabank 132kV | Avonmouth 33kV | Stoke Bishop | Primary | 11 | -2.6322 | 51.4833 | Consumer Transformation | Thermal headroom (MW) | 12.885 | 12.485 | 12.195 | 11.795 | 11.215 | 10.555 | 9.865 | 9.215 | 8.555 | 7.845 | 6.275 | 4.715 | 3.105 | 1.525 | -0.025 | -9.465 | -13.045 | -15.245
Seabank 132kV | Avonmouth 33kV | Stoke Bishop | Primary | 11 | -2.6322 | 51.4833 | Leading the Way | Thermal headroom (MW) | 12.885 | 12.315 | 11.755 | 10.965 | 10.035 | 8.845 | 7.675 | 6.345 | 4.995 | 3.475 | 2.045 | 0.465 | -1.135 | -2.715 | -4.185 | -9.275 | -10.865 | -13.395
Seabank 132kV | Avonmouth 33kV | Stoke Bishop | Primary | 11 | -2.6322 | 51.4833 | Steady Progression | Thermal headroom (MW) | 12.885 | 12.855 | 12.935 | 12.975 | 12.985 | 12.785 | 12.495 | 12.155 | 11.765 | 11.305 | 10.745 | 10.175 | 9.555 | 8.895 | 8.215 | 4.735 | 3.315 | 2.885
Seabank 132kV | Avonmouth 33kV | Stoke Bishop | Primary | 11 | -2.6322 | 51.4833 | System Transformation | Thermal headroom (MW) | 12.885 | 12.765 | 12.735 | 12.665 | 12.545 | 12.355 | 12.105 | 11.795 | 11.415 | 10.965 | 10.495 | 9.985 | 9.465 | 8.905 | 8.345 | 5.445 | 3.985 | 3.665
Seabank 132kV | Avonmouth 33kV | Stoke Bishop | Primary | 11 | -2.6322 | 51.4833 | WPD Best View | Thermal headroom (MW) | 12.885 | 12.315 | 11.755 | 10.965 | 10.035 | 8.845 | 7.675 | 6.345 | 4.995 | 3.475 | 2.045 | 0.465 | -1.135 | -2.715 | -4.185 | -9.275 | -10.865 | -13.395
Seabank 132kV | Portishead 33kV | Portishead 33kV | Bulk Supply Point | 33 | -2.7453 | 51.489 | Consumer Transformation | Thermal headroom (MW) | 13.4739 |  | 12.3756 |  | 10.7576 |  |  | 5.0951 |  |  | -5.0136 |  | -18.2151 | -25.0594 |  |  |  | -145.7485
Seabank 132kV | Portishead 33kV | Portishead 33kV | Bulk Supply Point | 33 | -2.7453 | 51.489 | Leading the Way | Thermal headroom (MW) | 13.4739 | 12.17 |  | 10.0406 | 8.0017 | 4.294 | 0.38988 | -4.1445 | -11.4908 |  | -25.3495 | -32.3191 |  | -48.7513 | -56.6351 | -84.0826 | -106.5613 | -127.7066
Seabank 132kV | Portishead 33kV | Portishead 33kV | Bulk Supply Point | 33 | -2.7453 | 51.489 | Steady Progression | Thermal headroom (MW) |  |  | 13.8169 | 14.133 |  | 14.0373 | 13.5488 |  | 12.1174 | 11.107 |  | 8.276 | 6.6882 |  |  | -8.9054 | -16.4757
Seabank 132kV | Portishead 33kV | Portishead 33kV | Bulk Supply Point | 33 | -2.7453 | 51.489 | System Transformation | Thermal headroom (MW) | 13.4739 |  | 13.3157 | [6 empty] | 9.4875 |  |  | 4.5603 | 2.8669 |  |  |  | -21.0331
Seabank 132kV | Portishead 33kV | Portishead 33kV | Bulk Supply Point | 33 | -2.7453 | 51.489 | WPD Best View | Thermal headroom (MW) | 13.4739 | 13.1043 | 13.2893 | 13.312 | 13.1316 | 12.8901 | 12.2733 | 11.351 | 10.1212 | 8.8231 | 7.0689 | 5.1032 | 3.0747 | 1.0991 | -0.87383 | -14.4892 | -23.2981 | -26.7843
Seabank 132kV | Portishead 33kV | Clevedon | Primary | 11 | -2.8471 | 51.4279 | Consumer Transformation | Thermal headroom (MW) | -0.61 | -0.98 | -1.21 | -1.51 | -2 | -2.75 | -3.61 | -4.43 | -5.27 | -6.22 | -8.54 | -10.87 | -13.26 | -15.56 | -17.77 | -29.38 | -36.73 | -40.43
Seabank 132kV | Portishead 33kV | Clevedon | Primary | 11 | -2.8471 | 51.4279 | Leading the Way | Thermal headroom (MW) | -0.61 | -1.25 | -1.78 | -2.35 | -3.25 | -4.56 | -6 | -7.68 | -9.5 | -11.59 | -14.03 | -16.57 | -19.15 | -21.67 | -23.99 | -32.04 | -35.45 | -37.1
Seabank 132kV | Portishead 33kV | Clevedon | Primary | 11 | -2.8471 | 51.4279 | Steady Progression | Thermal headroom (MW) | -0.61 | -0.65 | -0.54 | -0.45 | -0.4 | -0.53 | -0.77 | -1.04 | -1.41 | -1.88 | -2.53 | -3.22 | -3.95 | -4.73 | -5.54 | -11.63 | -16.38 | -18.65
Seabank 132kV | Portishead 33kV | Clevedon | Primary | 11 | -2.8471 | 51.4279 | System Transformation | Thermal headroom (MW) | -0.61 | -0.76 | -0.77 | -0.82 | -0.96 | -1.09 | -1.4 | -1.79 | -2.27 | -2.85 | -3.59 | -4.4 | -5.25 | -6.09 | -6.96 | -14.09 | -17.29 | -18.15
Seabank 132kV | Portishead 33kV | Clevedon | Primary | 11 | -2.8471 | 51.4279 | WPD Best View | Thermal headroom (MW) | -0.61 | -0.76 | -0.77 | -0.82 | -0.96 | -1.09 | -1.4 | -1.79 | -2.27 | -2.85 | -3.59 | -4.4 | -5.25 | -6.09 | -6.96 | -14.09 | -17.29 | -18.15
Seabank 132kV | Portishead 33kV | Easton-In-Gordano | Primary | 11 | -2.6921 | 51.4713 | Consumer Transformation | Thermal headroom (MW) | 2.5175 | 2.4375 | 2.3875 | 2.3075 | 2.1875 | 2.0175 | 1.8375 | 1.6675 | 1.4775 | 1.2575 | 0.9075 | 0.3975 | -0.1325 | -0.6725 | -1.1625 | -4.5125 | -6.3125 | -7.1825
Seabank 132kV | Portishead 33kV | Easton-In-Gordano | Primary | 11 | -2.6921 | 51.4713 | Leading the Way | Thermal headroom (MW) | 2.5175 | 2.3875 | 2.2675 | 2.1275 | 1.9375 | 1.5475 | 1.1675 | 0.7775 | 0.3775 | -0.1825 | -0.7025 | -1.2725 | -1.8025 | -2.3325 | -2.8225 | -4.6825 | -5.4725 | -5.9725
Seabank 132kV | Portishead 33kV | Easton-In-Gordano | Primary | 11 | -2.6921 | 51.4713 | Steady Progression | Thermal headroom (MW) | 2.5175 | 2.5075 | 2.5375 | 2.5675 | 2.5675 | 2.4875 | 2.4075 | 2.3075 | 2.1875 | 2.0475 | 1.8575 | 1.6675 | 1.4675 | 1.2575 | 1.0375 | -0.7625 | -1.9725 | -2.3725
Seabank 132kV | Portishead 33kV | Easton-In-Gordano | Primary | 11 | -2.6921 | 51.4713 | System Transformation | Thermal headroom (MW) | 2.5175 | 2.4775 | 2.4775 | 2.4675 | 2.4275 | 2.3675 | 2.3075 | 2.2075 | 2.0975 | 1.9675 | 1.7775 | 1.5575 | 1.3375 | 1.1275 | 0.9375 | -0.7325 | -1.9925 | -2.2925
Seabank 132kV | Portishead 33kV | Easton-In-Gordano | Primary | 11 | -2.6921 | 51.4713 | WPD Best View | Thermal headroom (MW) | 2.5175 | 2.4775 | 2.4775 | 2.4675 | 2.4275 | 2.3675 | 2.3075 | 2.2075 | 2.0975 | 1.9675 | 1.7775 | 1.5575 | 1.3375 | 1.1275 | 0.9375 | -0.7325 | -1.9925 | -2.2925
Seabank 132kV | Portishead 33kV | Gas Lane | Primary | 11 | -2.7661 | 51.4848 | Consumer Transformation | Thermal headroom (MW) | 12.745 | 12.505 | 12.345 | 12.035 | 11.635 | 11.095 | 10.535 | 10.005 | 9.455 | 8.835 | 7.685 | 6.135 | 4.605 | 3.105 | 1.705 | -5.945 | -10.955 | -13.505
Seabank 132kV | Portishead 33kV | Gas Lane | Primary | 11 | -2.7661 | 51.4848 | Leading the Way | Thermal headroom (MW) | 12.745 | 12.325 | 11.945 | 11.435 | 10.765 | 9.795 | 8.845 | 7.755 | 6.565 | 5.165 | 3.585 | 1.905 | 0.265 | -1.305 | -2.775 | -7.735 | -9.845 | -11.135
Seabank 132kV | Portishead 33kV | Gas Lane | Primary | 11 | -2.7661 | 51.4848 | Steady Progression | Thermal headroom (MW) | 12.745 | 12.745 | 12.855 | 12.895 | 12.925 | 12.805 | 12.665 | 12.455 | 12.175 | 11.845 | 11.385 | 10.905 | 10.365 | 9.805 | 9.235 | 5.425 | 2.905 | 1.865
Seabank 132kV | Portishead 33kV | Gas Lane | Primary | 11 | -2.7661 | 51.4848 | System Transformation | Thermal headroom (MW) | 12.745 | 12.655 | 12.645 | 12.565 | 12.455 | 12.375 | 12.185 | 11.955 | 11.675 | 11.325 | 10.865 | 10.355 | 9.825 | 9.285 | 8.705 | 4.975 | 3.155 | 2.415
Seabank 132kV | Portishead 33kV | Gas Lane | Primary | 11 | -2.7661 | 51.4848 | WPD Best View | Thermal headroom (MW) | 12.745 | 12.655 | 12.645 | 12.565 | 12.455 | 12.375 | 12.185 | 11.955 | 11.675 | 11.325 | 10.865 | 10.355 | 9.825 | 9.285 | 8.705 | 4.975 | 3.155 | 2.415
Seabank 132kV | Portishead 33kV | Portishead Ashlands | Primary | 11 | -2.7457 | 51.4893 | Consumer Transformation | Thermal headroom (MW) | 8.11 | 8.02 | 8.01 | 7.98 | 7.91 | 7.57 | 7.18 | 6.83 | 6.45 | 6.06 | 5.64 | 5.25 | 4.87 | 4.32 | 3.74 | 0.42 | -2.57 | -5.22
Seabank 132kV | Portishead 33kV | Portishead Ashlands | Primary | 11 | -2.7457 | 51.4893 | Leading the Way | Thermal headroom (MW) | 8.11 | 7.97 | 7.92 | 7.84 | 7.73 | 7.25 | 6.67 | 6.13 | 5.6 | 5.08 | 4.49 | 3.83 | 3.08 | 2.33 | 1.6 | -1.8 | -4.86 | -8.08
Seabank 132kV | Portishead 33kV | Portishead Ashlands | Primary | 11 | -2.7457 | 51.4893 | Steady Progression | Thermal headroom (MW) | 8.11 | 8.09 | 8.15 | 8.21 | 8.25 | 8.23 | 8.16 | 8.11 | 8.03 | 7.91 | 7.79 | 7.66 | 7.5 | 7.33 | 7.15 | 6.25 | 5.98 | 5.75
Seabank 132kV | Portishead 33kV | Portishead Ashlands | Primary | 11 | -2.7457 | 51.4893 | System Transformation | Thermal headroom (MW) | 8.11 | 8.07 | 8.11 | 8.14 | 8.15 | 8.15 | 8.08 | 7.94 | 7.7 | 7.56 | 7.4 | 7.22 | 7.04 | 6.86 | 6.7 | 5.96 | 4.83 | 3.71
Seabank 132kV | Portishead 33kV | Portishead Ashlands | Primary | 11 | -2.7457 | 51.4893 | WPD Best View | Thermal headroom (MW) | 8.11 | 8.07 | 8.11 | 8.14 | 8.15 | 8.15 | 8.08 | 7.94 | 7.7 | 7.56 | 7.4 | 7.22 | 7.04 | 6.86 | 6.7 | 5.96 | 4.83 | 3.71
Seabank 132kV | Portishead 33kV | Royal Portbury Dock | Primary | 11 | -2.723 | 51.491 | Consumer Transformation | Thermal headroom (MW) | 11.195 | 11.205 | 11.365 | 11.515 | 11.655 | 11.595 | 11.535 | 11.465 | 11.355 | 11.095 | 7.545 | 4.005 | 0.455 | -3.085 | -7.105 | -20.245 | -64.805 | -102.595
Seabank 132kV | Portishead 33kV | Royal Portbury Dock | Primary | 11 | -2.723 | 51.491 | Leading the Way | Thermal headroom (MW) | 11.195 | 11.185 | 11.295 | 11.385 | 11.095 | 10.395 | 9.605 | 8.145 | 2.365 | -3.895 | -4.815 | -7.635 | -12.215 | -17.275 | -22.185 | -36.585 | -56.825 | -78.695
Seabank 132kV | Portishead 33kV | Royal Portbury Dock | Primary | 11 | -2.723 | 51.491 | Steady Progression | Thermal headroom (MW) | 11.195 | 11.225 | 11.405 | 11.575 | 11.745 | 11.915 | 12.075 | 12.245 | 12.405 | 12.555 | 12.715 | 12.865 | 13.015 | 13.115 | 13.225 | 13.595 | 13.965 | 14.425
Seabank 132kV | Portishead 33kV | Royal Portbury Dock | Primary | 11 | -2.723 | 51.491 | System Transformation | Thermal headroom (MW) | 11.195 | 11.225 | 11.405 | 11.575 | 11.735 | 11.905 | 12.065 | 12.225 | 12.375 | 12.535 | 12.645 | 12.715 | 12.785 | 12.855 | 12.935 | 13.275 | 13.745 | 14.325
Seabank 132kV | Portishead 33kV | Royal Portbury Dock | Primary | 11 | -2.723 | 51.491 | WPD Best View | Thermal headroom (MW) | 11.195 | 11.225 | 11.405 | 11.575 | 11.735 | 11.905 | 12.065 | 12.225 | 12.375 | 12.535 | 12.645 | 12.715 | 12.785 | 12.855 | 12.935 | 13.275 | 13.745 | 14.325
Seabank 132kV | Portishead 33kV | Weston-In-Gordano | Primary | 11 | -2.7961 | 51.4639 | Consumer Transformation | Thermal headroom (MW) | 1.645 | 1.525 | 1.465 | 1.365 | 1.185 | 0.965 | 0.745 | 0.515 | 0.265 | 0.005 | -0.335 | -0.765 | -1.345 | -1.905 | -2.455 | -6.375 | -8.735 | -9.945
Seabank 132kV | Portishead 33kV | Weston-In-Gordano | Primary | 11 | -2.7961 | 51.4639 | Leading the Way | Thermal headroom (MW) | 1.645 | 1.455 | 1.315 | 1.145 | 0.845 | 0.385 | -0.065 | -0.535 | -0.985 | -1.585 | -2.205 | -2.855 | -3.535 | -4.195 | -4.815 | -7.325 | -8.525 | -9.355
Seabank 132kV | Portishead 33kV | Weston-In-Gordano | Primary | 11 | -2.7961 | 51.4639 | Steady Progression | Thermal headroom (MW) | 1.645 | 1.615 | 1.655 | 1.675 | 1.675 | 1.615 | 1.525 | 1.395 | 1.245 | 1.065 | 0.835 | 0.595 | 0.335 | 0.055 | -0.215 | -1.755 | -2.515 | -2.965
Seabank 132kV | Portishead 33kV | Weston-In-Gordano | Primary | 11 | -2.7961 | 51.4639 | System Transformation | Thermal headroom (MW) | 1.645 | 1.595 | 1.605 | 1.595 | 1.565 | 1.505 | 1.405 | 1.275 | 1.115 | 0.925 | 0.695 | 0.455 | 0.205 | -0.035 | -0.295 | -1.495 | -2.385 | -2.775
Seabank 132kV | Portishead 33kV | Weston-In-Gordano | Primary | 11 | -2.7961 | 51.4639 | WPD Best View | Thermal headroom (MW) | 1.645 | 1.595 | 1.605 | 1.595 | 1.565 | 1.505 | 1.405 | 1.275 | 1.115 | 0.925 | 0.695 | 0.455 | 0.205 | -0.035 | -0.295 | -1.495 | -2.385 | -2.775
Seabank 132kV | Radstock 33kV | Radstock 33kV | Bulk Supply Point | 33 | -2.5082 | 51.2905 | Consumer Transformation | Thermal headroom (MW) | 10.0386 | 7.6604 | 6.7439 | 5.3616 | 2.5441 | -1.9944 | -7.995 | -14.0789 | -20.4477 | -27.8695 | -42.6332 | -58.8916 | -75.787 | -92.3858 | -109.1572 | -180.5879 | -259.3884 | -314.5385
Seabank 132kV | Radstock 33kV | Radstock 33kV | Bulk Supply Point | 33 | -2.5082 | 51.2905 | Leading the Way | Thermal headroom (MW) | 10.0386 | 6.5154 | 4.1146 | 1.571 | -3.7802 | -12.8199 | -23.9508 | -37.0982 | -57.7461 | -80.7872 | -94.0618 | -111.5564 | -132.4137 | -153.76 | -173.1362 | -236.1067 | -286.5142 | -331.2787
Seabank 132kV | Radstock 33kV | Radstock 33kV | Bulk Supply Point | 33 | -2.5082 | 51.2905 | Steady Progression | Thermal headroom (MW) | 10.0386 | 8.927 | 9.1696 | 9.3377 | 8.9933 | 7.4131 | 5.3643 | 3.0098 | 0.40353 | -5.6009 | -13.288 | -17.4889 | -22.3785 | -28.3847 | -34.0493 | -71.4617 | -93.9866 | -103.0112
Seabank 132kV | Radstock 33kV | Radstock 33kV | Bulk Supply Point | 33 | -2.5082 | 51.2905 | System Transformation | Thermal headroom (MW) | 10.0386 | 8.3708 | 8.0776 | 7.6172 | 6.2434 | 4.5534 | 1.9048 | -1.0217 | -4.4968 | -8.1336 | -15.2037 | -20.6691 | -28.0523 | -34.8992 | -43.0473 | -90.0608 | -121.4978 | -131.9659
Seabank 132kV | Radstock 33kV | Radstock 33kV | Bulk Supply Point | 33 | -2.5082 | 51.2905 | WPD Best View | Thermal headroom (MW) | 10.0386 | 8.0319 | 7.4293 | 6.5672 | 4.6045 | 1.1744 | -3.7134 | -8.509 | -13.6111 | -22.0075 | -35.942 | -48.1772 | -61.0654 | -74.4741 | -87.202 | -145.9266 | -198.4664 | -231.9538
Seabank 132kV | Radstock 33kV | Chewton Mendip | Primary | 11 | -2.5651 | 51.272 | Consumer Transformation | Thermal headroom (MW) | 0.12 | 0.08 | 0.13 | 0.17 | -0.07 | -0.14 | -0.23 | -0.33 | -0.44 | -0.56 | -0.74 | -1.09 | -1.44 | -1.78 | -2.15 | -4 | -4.58 | -4.71
Seabank 132kV | Radstock 33kV | Chewton Mendip | Primary | 11 | -2.5651 | 51.272 | Leading the Way | Thermal headroom (MW) | 0.12 | 0.06 | 0.09 | 0.11 | -0.24 | -0.36 | -0.5 | -0.65 | -0.86 | -1.13 | -1.4 | -1.75 | -2.08 | -2.37 | -2.65 | -4.04 | -4.27 | -4.12
Seabank 132kV | Radstock 33kV | Chewton Mendip | Primary | 11 | -2.5651 | 51.272 | Steady Progression | Thermal headroom (MW) | 0.12 | 0.1 | 0.16 | 0.22 | 0.07 | 0.05 | 0.04 | 0.01 | -0.03 | -0.08 | -0.14 | -0.23 | -0.34 | -0.43 | -0.53 | -2.13 | -3.1 | -3.61
Seabank 132kV | Radstock 33kV | Chewton Mendip | Primary | 11 | -2.5651 | 51.272 | System Transformation | Thermal headroom (MW) | 0.12 | 0.09 | 0.14 | 0.19 | -0.02 | 0 | 0 | -0.01 | -0.02 | -0.07 | -0.16 | -0.23 | -0.3 | -0.36 | -0.44 | -2.52 | -3.62 | -3.6
Seabank 132kV | Radstock 33kV | Chewton Mendip | Primary | 11 | -2.5651 | 51.272 | WPD Best View | Thermal headroom (MW) | 0.12 | 0.09 | 0.15 | 0.19 | 0.02 | -0.01 | -0.06 | -0.11 | -0.19 | -0.27 | -0.37 | -0.48 | -0.7 | -0.98 | -1.28 | -3.07 | -3.61 | -3.74
Seabank 132kV | Radstock 33kV | Dinder | Primary | 11 | -2.5859 | 51.2078 | Consumer Transformation | Thermal headroom (MW) | 1.84 | 1.81 | 1.82 | 1.8 | 1.76 | 1.67 | 1.59 | 1.37 | 1.26 | 1.15 | 0.99 | 0.8 | 0.55 | 0.29 | 0.02 | -1.32 | -1.95 | -2.21
Seabank 132kV | Radstock 33kV | Dinder | Primary | 11 | -2.5859 | 51.2078 | Leading the Way | Thermal headroom (MW) | 1.84 | 1.8 | 1.78 | 1.75 | 1.69 | 1.54 | 1.38 | 0.95 | 0.73 | 0.5 | 0.31 | 0.09 | -0.14 | -0.37 | -0.6 | -1.49 | -1.77 | -1.91
Seabank 132kV | Radstock 33kV | Dinder | Primary | 11 | -2.5859 | 51.2078 | Steady Progression | Thermal headroom (MW) | 1.84 | 1.84 | 1.87 | 1.9 | 1.92 | 1.88 | 1.84 | 1.71 | 1.64 | 1.56 | 1.45 | 1.34 | 1.22 | 1.09 | 0.96 | -0.02 | -0.33 | -0.44
Seabank 132kV | Radstock 33kV | Dinder | Primary | 11 | -2.5859 | 51.2078 | System Transformation | Thermal headroom (MW) | 1.84 | 1.82 | 1.84 | 1.86 | 1.85 | 1.84 | 1.83 | 1.68 | 1.63 | 1.57 | 1.49 | 1.39 | 1.3 | 1.21 | 1.12 | 0.4 | -0.21 | -0.36
Seabank 132kV | Radstock 33kV | Dinder | Primary | 11 | -2.5859 | 51.2078 | WPD Best View | Thermal headroom (MW) | 1.84 | 1.84 | 1.87 | 1.9 | 1.92 | 1.88 | 1.84 | 1.71 | 1.64 | 1.56 | 1.45 | 1.34 | 1.22 | 1.09 | 0.96 | -0.02 | -0.33 | -0.44
Seabank 132kV | Radstock 33kV | Evercreech | Primary | 11 | -2.51 | 51.1471 | Consumer Transformation | Thermal headroom (MW) | 6.44 | 5.69 | 5.31 | 5.22 | 4.96 | 4.22 | 3.52 | 2.68 | 1.81 | 0.94 | -0.61 | -2.13 | -3.69 | -5.23 | -6.88 | -13.21 | -22.7 | -30.07
Seabank 132kV | Radstock 33kV | Evercreech | Primary | 11 | -2.51 | 51.1471 | Leading the Way | Thermal headroom (MW) | 6.44 | 5.52 | 4.99 | 4.77 | 4.04 | 2.36 | 0.41 | -2.22 | -7.82 | -13.59 | -14.97 | -17.8 | -21.86 | -26.26 | -30.52 | -44.09 | -60.39 | -77.48
Seabank 132kV | Radstock 33kV | Evercreech | Primary | 11 | -2.51 | 51.1471 | Steady Progression | Thermal headroom (MW) | 6.44 | 5.83 | 5.54 | 5.52 | 5.41 | 4.97 | 4.59 | 4.2 | 3.81 | 2.16 | 0.24 | -0.23 | -0.74 | -1.58 | -2.06 | -4.69 | -5.35 | -5.22
Seabank 132kV | Radstock 33kV | Evercreech | Primary | 11 | -2.51 | 51.1471 | System Transformation | Thermal headroom (MW) | 6.44 | 5.69 | 5.29 | 5.18 | 4.94 | 4.3 | 3.67 | 2.98 | 2.17 | 1.48 | 0.01 | -0.45 | -1.75 | -2.38 | -3.61 | -9.31 | -15.63 | -19.34
Seabank 132kV | Radstock 33kV | Evercreech | Primary | 11 | -2.51 | 51.1471 | WPD Best View | Thermal headroom (MW) | 6.44 | 5.83 | 5.53 | 5.51 | 5.4 | 4.91 | 4.49 | 4.1 | 3.71 | 2.02 | 0.1 | -0.36 | -0.87 | -1.7 | -2.17 | -4.72 | -5.35 | -5.2
Seabank 132kV | Radstock 33kV | Foxhills | Primary | 11 | -2.4478 | 51.2894 | Consumer Transformation | Thermal headroom (MW) | 6.56 | 6.38 | 6.34 | 6.26 | 6 | 5.68 | 5.25 | 4.84 | 4.53 | 4.12 | 3.16 | 1.88 | 0.63 | -0.63 | -1.87 | -7.13 | -10.35 | -11.72
Seabank 132kV | Radstock 33kV | Foxhills | Primary | 11 | -2.4478 | 51.2894 | Leading the Way | Thermal headroom (MW) | 6.56 | 6.24 | 6.06 | 5.85 | 5.43 | 4.89 | 4.22 | 3.55 | 2.88 | 1.98 | 0.67 | -0.66 | -2.01 | -3.31 | -4.19 | -7.39 | -8.88 | -9.43
Seabank 132kV | Radstock 33kV | Foxhills | Primary | 11 | -2.4478 | 51.2894 | Steady Progression | Thermal headroom (MW) | 6.56 | 6.51 | 6.58 | 6.65 | 6.65 | 6.59 | 6.47 | 6.37 | 6.27 | 6.11 | 5.86 | 5.61 | 5.33 | 5.04 | 4.75 | 1.85 | -0.46 | -1.46
Seabank 132kV | Radstock 33kV | Foxhills | Primary | 11 | -2.4478 | 51.2894 | System Transformation | Thermal headroom (MW) | 6.56 | 6.46 | 6.49 | 6.51 | 6.43 | 6.35 | 6.18 | 6.02 | 5.85 | 5.63 | 5.31 | 4.98 | 4.62 | 3.92 | 3.25 | -0.3 | -2.36 | -2.59
Seabank 132kV | Radstock 33kV | Foxhills | Primary | 11 | -2.4478 | 51.2894 | WPD Best View | Thermal headroom (MW) | 6.56 | 6.38 | 6.34 | 6.27 | 6.07 | 5.81 | 5.46 | 5.14 | 4.84 | 4.45 | 3.53 | 2.28 | 1.05 | -0.18 | -1.39 | -6.76 | -9.97 | -11.32
Seabank 132kV | Radstock 33kV | High Littleton | Primary | 11 | -2.5 | 51.3306 | Consumer Transformation | Thermal headroom (MW) | 8.62 | 8.45 | 8.33 | 8.18 | 7.86 | 7.33 | 6.5 | 5.63 | 4.65 | 3.1 | 0.21 | -2.71 | -5.66 | -8.5 | -11.37 | -20.83 | -34.22 | -44.3
Seabank 132kV | Radstock 33kV | High Littleton | Primary | 11 | -2.5 | 51.3306 | Leading the Way | Thermal headroom (MW) | 8.62 | 8.38 | 8.18 | 7.95 | 7.43 | 6.34 | 5.15 | 3.74 | 1.73 | -0.87 | -2.77 | -4.98 | -7.38 | -9.76 | -11.88 | -17.13 | -19.75 | -21.13
Seabank 132kV | Radstock 33kV | High Littleton | Primary | 11 | -2.5 | 51.3306 | Steady Progression | Thermal headroom (MW) | 8.62 | 8.57 | 8.57 | 8.58 | 8.54 | 8.38 | 8.21 | 7.96 | 7.54 | 6.7 | 5.63 | 4.98 | 4.25 | 3.35 | 2.17 | -3.9 | -7.67 | -9.11
Seabank 132kV | Radstock 33kV | High Littleton | Primary | 11 | -2.5 | 51.3306 | System Transformation | Thermal headroom (MW) | 8.62 | 8.53 | 8.49 | 8.47 | 8.32 | 8.21 | 8.05 | 7.81 | 7.34 | 6.78 | 5.66 | 4.49 | 3.21 | 1.82 | 0.39 | -6.66 | -9.67 | -10.03
Seabank 132kV | Radstock 33kV | High Littleton | Primary | 11 | -2.5 | 51.3306 | WPD Best View | Thermal headroom (MW) | 8.62 | 8.45 | 8.33 | 8.18 | 7.86 | 7.33 | 6.5 | 5.63 | 4.65 | 3.1 | 0.21 | -2.71 | -5.66 | -8.5 | -11.37 | -20.83 | -34.22 | -44.3
Seabank 132kV | Radstock 33kV | Keynsham East | Primary | 11 | -2.4921 | 51.412 | Consumer Transformation | Thermal headroom (MW) | 1.43 | 1.12 | 1.03 | 0.87 | 0.54 | -0.05 | -1.44 | -2.61 | -4.16 | -5.64 | -9 | -12.32 | -15.69 | -19 | -22.4 | -35.78 | -55.36 | -69.8
Seabank 132kV | Radstock 33kV | Keynsham East | Primary | 11 | -2.4921 | 51.412 | Leading the Way | Thermal headroom (MW) | 1.43 | 1.02 | 0.44 | 0.17 | -0.41 | -1.48 | -3.99 | -6.22 | -9.22 | -12.04 | -14.07 | -16.45 | -19.13 | -21.83 | -24.38 | -31.49 | -35.64 | -38.54
Seabank 132kV | Radstock 33kV | Keynsham East | Primary | 11 | -2.4921 | 51.412 | Steady Progression | Thermal headroom (MW) | 1.43 | 1.35 | 1.45 | 1.53 | 1.55 | 1.35 | 0.9 | 0.53 | 0.12 | -0.74 | -1.84 | -2.46 | -3.48 | -4.71 | -5.82 | -11.88 | -15.75 | -17.49
Seabank 132kV | Radstock 33kV | Keynsham East | Primary | 11 | -2.4921 | 51.412 | System Transformation | Thermal headroom (MW) | 1.43 | 1.28 | 1.32 | 1.33 | 1.23 | 1.03 | 0.35 | -0.11 | -0.65 | -1.1 | -2.13 | -3.19 | -4.33 | -5.52 | -6.75 | -14.03 | -16.88 | -17.3
Seabank 132kV | Radstock 33kV | Keynsham East | Primary | 11 | -2.4921 | 51.412 | WPD Best View | Thermal headroom (MW) | 1.43 | 1.12 | 1.03 | 0.87 | 0.54 | -0.05 | -1.44 | -2.61 | -4.16 | -5.64 | -9 | -12.32 | -15.69 | -19 | -22.4 | -35.78 | -55.36 | -69.8
Seabank 132kV | Radstock 33kV | Midsomer Norton | Primary | 11 | -2.4841 | 51.2908 | Consumer Transformation | Thermal headroom (MW) | 8.575 | 8.305 | 8.205 | 7.945 | 7.405 | 6.865 | 5.915 | 5.295 | 4.655 | 3.855 | 1.625 | -0.655 | -2.995 | -5.325 | -7.575 | -18.705 | -25.155 | -28.015
Seabank 132kV | Radstock 33kV | Midsomer Norton | Primary | 11 | -2.4841 | 51.2908 | Leading the Way | Thermal headroom (MW) | 8.575 | 8.105 | 7.785 | 7.335 | 6.465 | 5.345 | 3.655 | 2.285 | 0.755 | -1.065 | -3.415 | -5.855 | -8.395 | -10.795 | -12.745 | -19.785 | -22.985 | -24.255
Seabank 132kV | Radstock 33kV | Midsomer Norton | Primary | 11 | -2.4841 | 51.2908 | Steady Progression | Thermal headroom (MW) | 8.575 | 8.525 | 8.665 | 8.725 | 8.705 | 8.575 | 8.215 | 8.005 | 7.745 | 7.385 | 6.855 | 6.285 | 5.685 | 5.045 | 4.385 | -1.685 | -5.885 | -7.755
Seabank 132kV | Radstock 33kV | Midsomer Norton | Primary | 11 | -2.4841 | 51.2908 | System Transformation | Thermal headroom (MW) | 8.575 | 8.445 | 8.485 | 8.445 | 8.245 | 8.135 | 7.555 | 7.275 | 6.895 | 6.415 | 5.755 | 5.035 | 4.305 | 3.205 | 1.665 | -5.435 | -8.895 | -9.455
Seabank 132kV | Radstock 33kV | Midsomer Norton | Primary | 11 | -2.4841 | 51.2908 | WPD Best View | Thermal headroom (MW) | 8.575 | 8.325 | 8.255 | 8.055 | 7.585 | 7.125 | 6.205 | 5.625 | 5.015 | 4.225 | 2.105 | -0.075 | -2.265 | -4.465 | -6.575 | -17.375 | -23.615 | -26.395
Seabank 132kV | Radstock 33kV | Newbury | Primary | 11 | -2.4322 | 51.2492 | Consumer Transformation | Thermal headroom (MW) | 1.7756 | 1.5856 | 1.4856 | 1.1356 | 0.9256 | 0.4756 | -0.0244 | -0.4744 | -1.0244 | -1.6044 | -2.8944 | -4.2144 | -5.5844 | -6.8944 | -8.2344 | -14.0944 | -22.7244 | -29.2444
Seabank 132kV | Radstock 33kV | Newbury | Primary | 11 | -2.4322 | 51.2492 | Leading the Way | Thermal headroom (MW) | 1.7756 | 1.4356 | 1.2156 | 0.7056 | 0.2656 | -0.5344 | -1.3544 | -2.3244 | -3.9244 | -5.6844 | -6.5144 | -7.7144 | -9.1744 | -10.6844 | -12.0744 | -16.8544 | -20.8244 | -24.3444
Seabank 132kV | Radstock 33kV | Newbury | Primary | 11 | -2.4322 | 51.2492 | Steady Progression | Thermal headroom (MW) | 1.7756 | 1.6556 | 1.6256 | 1.4156 | 1.3756 | 1.2156 | 0.9856 | 0.7156 | 0.4556 | 0.2056 | -0.1544 | -0.5744 | -0.9744 | -1.4044 | -1.8444 | -4.6344 | -6.0144 | -6.5444
Seabank 132kV | Radstock 33kV | Newbury | Primary | 11 | -2.4322 | 51.2492 | System Transformation | Thermal headroom (MW) | 1.7756 | 1.6456 | 1.5856 | 1.3356 | 1.2556 | 1.1056 | 0.9256 | 0.7856 | 0.6156 | 0.3556 | 0.0456 | -0.3444 | -0.7644 | -1.2444 | -1.7044 | -4.5444 | -6.1744 | -6.4644
Seabank 132kV | Radstock 33kV | Newbury | Primary | 11 | -2.4322 | 51.2492 | WPD Best View | Thermal headroom (MW) | 1.7756 | 1.6556 | 1.6256 | 1.4156 | 1.3756 | 1.2156 | 0.9856 | 0.7156 | 0.4556 | 0.2056 | -0.1544 | -0.5744 | -0.9744 | -1.4044 | -1.8444 | -4.6344 | -6.0144 | -6.5444
Seabank 132kV | Radstock 33kV | Paulton | Primary | 11 | -2.5096 | 51.3107 | Consumer Transformation | Thermal headroom (MW) | 2.3575 | 2.2375 | 2.2075 | 2.1475 | 2.0375 | 1.7975 | 1.5475 | 1.3075 | 1.1175 | 0.9075 | 0.6075 | 0.2475 | -0.2525 | -0.7425 | -1.2025 | -4.4425 | -6.2425 | -7.1825
Seabank 132kV | Radstock 33kV | Paulton | Primary | 11 | -2.5096 | 51.3107 | Leading the Way | Thermal headroom (MW) | 2.3575 | 2.1775 | 2.0875 | 1.9775 | 1.7775 | 1.3575 | 0.9575 | 0.5575 | 0.2275 | -0.1625 | -0.6625 | -1.1925 | -1.7625 | -2.3325 | -2.8225 | -4.6625 | -5.5525 | -6.1525
Seabank 132kV | Radstock 33kV | Paulton | Primary | 11 | -2.5096 | 51.3107 | Steady Progression | Thermal headroom (MW) | 2.3575 | 2.3175 | 2.3575 | 2.3875 | 2.3975 | 2.3275 | 2.2475 | 2.1675 | 2.0775 | 1.9675 | 1.8075 | 1.6475 | 1.4575 | 1.2675 | 1.0775 | -0.3325 | -1.4625 | -1.8225
Seabank 132kV | Radstock 33kV | Paulton | Primary | 11 | -2.5096 | 51.3107 | System Transformation | Thermal headroom (MW) | 2.3575 | 2.2975 | 2.2975 | 2.2975 | 2.2675 | 2.1875 | 2.0875 | 1.9675 | 1.8475 | 1.7175 | 1.5275 | 1.3275 | 1.0975 | 0.8875 | 0.6775 | -0.7325 | -1.7725 | -2.0125
Seabank 132kV | Radstock 33kV | Paulton | Primary | 11 | -2.5096 | 51.3107 | WPD Best View | Thermal headroom (MW) | 2.3575 | 2.2375 | 2.2075 | 2.1475 | 2.0375 | 1.7975 | 1.5475 | 1.3075 | 1.1175 | 0.9075 | 0.6075 | 0.2475 | -0.2525 | -0.7425 | -1.2025 | -4.4425 | -6.2425 | -7.1825
Seabank 132kV | Radstock 33kV | Peasedown | Primary | 11 | -2.4309 | 51.3174 | Consumer Transformation | Thermal headroom (MW) | 1.08 | 0.97 | 0.9 | 0.8 | 0.63 | 0.37 | 0.12 | -0.14 | -0.41 | -0.7 | -1.05 | -1.61 | -2.22 | -2.81 | -3.39 | -6.74 | -8.84 | -10.04
Seabank 132kV | Radstock 33kV | Peasedown | Primary | 11 | -2.4309 | 51.3174 | Leading the Way | Thermal headroom (MW) | 1.08 | 0.9 | 0.75 | 0.58 | 0.33 | -0.09 | -0.54 | -1.01 | -1.46 | -2.07 | -2.64 | -3.25 | -3.88 | -4.5 | -5.06 | -7.4 | -8.48 | -9.28
Seabank 132kV | Radstock 33kV | Peasedown | Primary | 11 | -2.4309 | 51.3174 | Steady Progression | Thermal headroom (MW) | 1.08 | 1.05 | 1.08 | 1.09 | 1.07 | 0.98 | 0.87 | 0.75 | 0.6 | 0.44 | 0.2 | -0.04 | -0.31 | -0.59 | -0.87 | -2.75 | -3.83 | -4.33
Seabank 132kV | Radstock 33kV | Peasedown | Primary | 11 | -2.4309 | 51.3174 | System Transformation | Thermal headroom (MW) | 1.08 | 1.02 | 1.02 | 0.99 | 0.92 | 0.85 | 0.77 | 0.65 | 0.51 | 0.34 | 0.12 | -0.12 | -0.37 | -0.62 | -0.86 | -2.53 | -3.72 | -4.13
Seabank 132kV | Radstock 33kV | Peasedown | Primary | 11 | -2.4309 | 51.3174 | WPD Best View | Thermal headroom (MW) | 1.08 | 0.97 | 0.9 | 0.8 | 0.63 | 0.38 | 0.13 | -0.13 | -0.39 | -0.68 | -1.02 | -1.58 | -2.18 | -2.77 | -3.35 | -6.65 | -8.74 | -9.93
Seabank 132kV | Radstock 33kV | Shepton Mallet | Primary | 11 | -2.5452 | 51.1929 | Consumer Transformation | Thermal headroom (MW) | 6.4763 | 6.2963 | 6.3063 | 6.1763 | 5.8463 | 5.2963 | 4.6463 | 3.9063 | 3.0863 | 2.2563 | -0.03375 | -2.9537 | -5.9138 | -8.8137 | -11.7637 | -23.7838 | -41.9338 | -56.0138
Seabank 132kV | Radstock 33kV | Shepton Mallet | Primary | 11 | -2.5452 | 51.1929 | Leading the Way | Thermal headroom (MW) | 6.4763 | 6.0963 | 5.8463 | 5.4363 | 4.2063 | 2.3862 | 0.39625 | -2.7137 | -11.2338 | -20.6438 | -23.4337 | -28.7138 | -36.1838 | -44.1737 | -51.6937 | -76.1937 | -105.0438 | -135.0137
Seabank 132kV | Radstock 33kV | Shepton Mallet | Primary | 11 | -2.5452 | 51.1929 | Steady Progression | Thermal headroom (MW) | 6.4763 | 6.4363 | 6.5863 | 6.6963 | 6.7263 | 6.6163 | 6.4463 | 6.2363 | 5.9662 | 3.7563 | 0.98625 | 0.56625 | 0.01625 | -1.1237 | -1.6138 | -5.4637 | -8.3837 | -9.7037
Seabank 132kV | Radstock 33kV | Shepton Mallet | Primary | 11 | -2.5452 | 51.1929 | System Transformation | Thermal headroom (MW) | 6.4763 | 6.3263 | 6.3463 | 6.2563 | 6.0263 | 5.6963 | 5.2162 | 4.5663 | 3.7262 | 3.1163 | 0.86625 | 0.32625 | -1.6237 | -2.4537 | -4.1537 | -14.3537 | -26.0938 | -33.0438
Seabank 132kV | Radstock 33kV | Shepton Mallet | Primary | 11 | -2.5452 | 51.1929 | WPD Best View | Thermal headroom (MW) | 6.4763 | 6.4363 | 6.5863 | 6.6963 | 6.7263 | 6.6163 | 6.4463 | 6.2363 | 5.9662 | 3.7563 | 0.98625 | 0.56625 | 0.01625 | -1.1237 | -1.6138 | -5.4637 | -8.3837 | -9.7037
Seabank 132kV | Weston 33kV | Weston 33kV | Bulk Supply Point | 33 | -2.9559 | 51.3455 | Consumer Transformation | Thermal headroom (MW) | 15.543 | 13.2791 | 11.2509 | 8.5373 | 4.9601 | 0.057525 | -4.8073 | -10.272 | -15.0479 | -21.0768 | -32.591 | -44.3396 | -56.3907 | -68.2685 | -79.7338 | -135.0151 | -173.9644 | -195.0371
Seabank 132kV | Weston 33kV | Weston 33kV | Bulk Supply Point | 33 | -2.9559 | 51.3455 | Leading the Way | Thermal headroom (MW) | 15.543 | 11.8322 | 8.2212 | 3.8836 | -1.8286 | -9.9725 | -19.1669 | -29.4859 | -39.2226 | -49.8917 | -61.19 | -73.0861 | -85.0375 | -96.7451 | -107.495 | -140.8933 | -154.376 | -159.9308
Seabank 132kV | Weston 33kV | Weston 33kV | Bulk Supply Point | 33 | -2.9559 | 51.3455 | Steady Progression | Thermal headroom (MW) | 15.543 | 14.862 | 14.8094 | 14.6017 | 14.1771 | 12.5725 | 10.6914 | 8.5689 | 6.3891 | 3.6187 | -0.38804 | -4.0623 | -8.2095 | -12.8656 | -17.5009 | -47.9332 | -66.4775 | -73.5676
Seabank 132kV | Weston 33kV | Weston 33kV | Bulk Supply Point | 33 | -2.9559 | 51.3455 | System Transformation | Thermal headroom (MW) | 15.543 | 14.2943 | 13.5403 | 12.5423 | 11.1576 | 9.7301 | 7.6908 | 5.1646 | 2.7307 | -0.0063638 | -3.7991 | -8.2176 | -12.9125 | -17.9146 | -23.3667 | -52.599 | -66.7332 | -70.9354
Seabank 132kV | Weston 33kV | Weston 33kV | Bulk Supply Point | 33 | -2.9559 | 51.3455 | WPD Best View | Thermal headroom (MW) | 15.543 | 14.3351 | 13.6305 | 12.6995 | 11.4152 | 9.8186 | 7.5962 | 4.9116 | 2.2918 | -0.60617 | -4.5747 | -9.1495 | -14.139 | -19.6466 | -25.2991 | -54.8948 | -67.7198 | -71.7587
Seabank 132kV | Weston 33kV | Bournville | Primary | 11 | -2.9669 | 51.3273 | Consumer Transformation | Thermal headroom (MW) | 2.43 | 2.11 | 1.83 | 1.6 | 1.3 | 0.89 | 0.5 | 0.06 | -0.38 | -1.19 | -2.83 | -4.49 | -6.14 | -7.77 | -9.29 | -17.94 | -23.36 | -25.63
Seabank 132kV | Weston 33kV | Bournville | Primary | 11 | -2.9669 | 51.3273 | Leading the Way | Thermal headroom (MW) | 2.43 | 1.86 | 1.31 | 0.84 | 0.18 | -0.8 | -1.75 | -2.95 | -4.18 | -5.64 | -7.34 | -9.1 | -10.87 | -12.58 | -14.23 | -19.43 | -21.5 | -22
Seabank 132kV | Weston 33kV | Bournville | Primary | 11 | -2.9669 | 51.3273 | Steady Progression | Thermal headroom (MW) | 2.43 | 2.34 | 2.35 | 2.42 | 2.45 | 2.34 | 2.21 | 2.05 | 1.89 | 1.68 | 1.31 | 0.93 | 0.51 | 0.08 | -0.37 | -4.82 | -8.12 | -9.63
Seabank 132kV | Weston 33kV | Bournville | Primary | 11 | -2.9669 | 51.3273 | System Transformation | Thermal headroom (MW) | 2.43 | 2.25 | 2.17 | 2.12 | 2.02 | 1.92 | 1.8 | 1.65 | 1.43 | 1.14 | 0.68 | 0.17 | -0.35 | -0.92 | -1.76 | -6.37 | -8.52 | -9.13
Seabank 132kV | Weston 33kV | Bournville | Primary | 11 | -2.9669 | 51.3273 | WPD Best View | Thermal headroom (MW) | 2.43 | 2.25 | 2.17 | 2.12 | 2.03 | 1.92 | 1.8 | 1.64 | 1.43 | 1.14 | 0.68 | 0.18 | -0.34 | -0.93 | -1.76 | -6.33 | -8.51 | -9.14
Seabank 132kV | Weston 33kV | East Brent | Primary | 11 | -2.9294 | 51.2773 | Consumer Transformation | Thermal headroom (MW) | 0.72 | 0.67 | 0.66 | 0.63 | 0.55 | 0.37 | 0.17 | -0.03 | -0.23 | -0.53 | -1.07 | -1.62 | -2.14 | -2.66 | -3.17 | -5.47 | -6.53 | -6.98
Seabank 132kV | Weston 33kV | East Brent | Primary | 11 | -2.9294 | 51.2773 | Leading the Way | Thermal headroom (MW) | 0.72 | 0.63 | 0.59 | 0.52 | 0.4 | 0.08 | -0.32 | -0.77 | -1.35 | -1.96 | -2.38 | -2.8 | -3.26 | -3.7 | -4.1 | -5.76 | -6.25 | -6.41
Seabank 132kV | Weston 33kV | East Brent | Primary | 11 | -2.9294 | 51.2773 | Steady Progression | Thermal headroom (MW) | 0.72 | 0.71 | 0.74 | 0.77 | 0.79 | 0.69 | 0.58 | 0.46 | 0.3 | 0.14 | -0.09 | -0.32 | -0.63 | -0.96 | -1.3 | -3.41 | -4.09 | -4.31
Seabank 132kV | Weston 33kV | East Brent | Primary | 11 | -2.9294 | 51.2773 | System Transformation | Thermal headroom (MW) | 0.72 | 0.69 | 0.71 | 0.72 | 0.7 | 0.67 | 0.62 | 0.56 | 0.49 | 0.39 | 0.22 | 0.06 | -0.12 | -0.28 | -0.54 | -2.52 | -3.7 | -4
Seabank 132kV | Weston 33kV | East Brent | Primary | 11 | -2.9294 | 51.2773 | WPD Best View | Thermal headroom (MW) | 0.72 | 0.71 | 0.74 | 0.77 | 0.78 | 0.7 | 0.59 | 0.48 | 0.34 | 0.18 | -0.04 | -0.26 | -0.54 | -0.87 | -1.2 | -3.31 | -4.04 | -4.27
Seabank 132kV | Weston 33kV | Lypstone Farm | Primary | 11 | -2.9162 | 51.3516 | Consumer Transformation | Thermal headroom (MW) | 5.935 | 4.475 | 3.045 | 1.175 | -1.255 | -4.155 | -5.885 | -7.795 | -9.585 | -11.255 | -13.875 | -16.765 | -20.195 | -23.605 | -26.895 | -45.525 | -57.905 | -64.395
Seabank 132kV | Weston 33kV | Lypstone Farm | Primary | 11 | -2.9162 | 51.3516 | Leading the Way | Thermal headroom (MW) | 5.935 | 3.915 | 1.905 | -0.515 | -3.655 | -7.495 | -10.315 | -13.435 | -16.135 | -19.045 | -22.655 | -26.455 | -30.145 | -33.775 | -37.095 | -49.175 | -55.355 | -59.755
Seabank 132kV | Weston 33kV | Lypstone Farm | Primary | 11 | -2.9162 | 51.3516 | Steady Progression | Thermal headroom (MW) | 5.935 | 5.185 | 4.705 | 4.105 | 3.405 | 2.365 | 1.605 | 0.705 | -0.235 | -1.225 | -2.515 | -3.785 | -5.115 | -6.495 | -7.865 | -14.735 | -19.975 | -22.735
Seabank 132kV | Weston 33kV | Lypstone Farm | Primary | 11 | -2.9162 | 51.3516 | System Transformation | Thermal headroom (MW) | 5.935 | 4.935 | 4.135 | 3.215 | 2.115 | 0.925 | 0.015 | -1.205 | -2.375 | -3.515 | -5.015 | -6.615 | -8.135 | -9.625 | -10.875 | -17.515 | -21.925 | -23.685
Seabank 132kV | Weston 33kV | Lypstone Farm | Primary | 11 | -2.9162 | 51.3516 | WPD Best View | Thermal headroom (MW) | 5.935 | 4.935 | 4.135 | 3.215 | 2.115 | 0.925 | 0.015 | -1.205 | -2.375 | -3.515 | -5.015 | -6.615 | -8.135 | -9.625 | -10.875 | -17.515 | -21.925 | -23.685
Seabank 132kV | Weston 33kV | Weston Central | Primary | 11 | -2.9782 | 51.3459 | Consumer Transformation | Thermal headroom (MW) | 12.66 | 12.43 | 12.21 | 11.83 | 11.55 | 11.12 | 10.66 | 10.17 | 9.67 | 8.83 | 7.11 | 5.41 | 3.72 | 2.1 | 0.6 | -5.55 | -9.04 | -10.86
Seabank 132kV | Weston 33kV | Weston Central | Primary | 11 | -2.9782 | 51.3459 | Leading the Way | Thermal headroom (MW) | 12.66 | 12.19 | 11.67 | 11.02 | 10.47 | 9.74 | 8.88 | 7.71 | 6.44 | 5.07 | 3.44 | 1.73 | 0.1 | -1.51 | -2.9 | -5.73 | -5.95 | -5.03
Seabank 132kV | Weston 33kV | Weston Central | Primary | 11 | -2.9782 | 51.3459 | Steady Progression | Thermal headroom (MW) | 12.66 | 12.71 | 12.81 | 12.87 | 12.98 | 12.96 | 12.92 | 12.85 | 12.73 | 12.53 | 12.13 | 11.74 | 11.27 | 10.62 | 9.94 | 5.48 | 2.6 | 2.36
Seabank 132kV | Weston 33kV | Weston Central | Primary | 11 | -2.9782 | 51.3459 | System Transformation | Thermal headroom (MW) | 12.66 | 12.61 | 12.59 | 12.5 | 12.46 | 12.51 | 12.52 | 12.45 | 12.29 | 12.09 | 11.73 | 11.31 | 10.7 | 9.95 | 9.17 | 5.58 | 4.58 | 4.47
Seabank 132kV | Weston 33kV | Weston Central | Primary | 11 | -2.9782 | 51.3459 | WPD Best View | Thermal headroom (MW) | 12.66 | 12.61 | 12.59 | 12.5 | 12.46 | 12.51 | 12.52 | 12.45 | 12.29 | 12.09 | 11.73 | 11.31 | 10.7 | 9.95 | 9.17 | 5.58 | 4.58 | 4.47
Seabank 132kV | Weston 33kV | Weston Locking Rd | Primary | 11 | -2.956 | 51.3464 | Consumer Transformation | Thermal headroom (MW) | 22.214 | 21.754 | 21.314 | 20.684 | 19.634 | 18.144 | 15.734 | 12.864 | 10.744 | 8.324 | 3.344 | -1.616 | -6.596 | -11.516 | -16.406 | -37.726 | -57.486 | -69.756
Seabank 132kV | Weston 33kV | Weston Locking Rd | Primary | 11 | -2.956 | 51.3464 | Leading the Way | Thermal headroom (MW) | 22.214 | 21.314 | 20.384 | 19.124 | 17.184 | 14.294 | 9.694 | 4.944 | 1.134 | -3.026 | -7.326 | -11.976 | -16.736 | -21.426 | -25.806 | -38.216 | -44.066 | -46.816
Seabank 132kV | Weston 33kV | Weston Locking Rd | Primary | 11 | -2.956 | 51.3464 | Steady Progression | Thermal headroom (MW) | 22.214 | 22.184 | 22.254 | 22.264 | 22.134 | 21.654 | 20.704 | 19.704 | 18.884 | 17.574 | 15.794 | 14.394 | 12.904 | 11.234 | 9.624 | -1.106 | -7.846 | -10.736
Seabank 132kV | Weston 33kV | Weston Locking Rd | Primary | 11 | -2.956 | 51.3464 | System Transformation | Thermal headroom (MW) | 22.214 | 22.034 | 21.914 | 21.704 | 21.284 | 20.834 | 19.494 | 18.074 | 16.974 | 15.744 | 14.234 | 12.234 | 10.124 | 7.844 | 5.544 | -5.416 | -9.956 | -11.396
Seabank 132kV | Weston 33kV | Weston Locking Rd | Primary | 11 | -2.956 | 51.3464 | WPD Best View | Thermal headroom (MW) | 22.214 | 22.034 | 21.914 | 21.704 | 21.284 | 20.834 | 19.494 | 18.074 | 16.974 | 15.744 | 14.234 | 12.234 | 10.124 | 7.844 | 5.544 | -5.416 | -9.956 | -11.396

## Generation headroom
Associated GSP Group | Bulk Supply Point | Substation | Supply Level | Voltage Level (kV) | Latitude | Longitude | Scenario | Units | Limiting constraint | 0 | 2022 | 2023 | 2024 | 2025 | 2026 | 2027 | 2028 | 2029 | 2030 | 2031 | 2032 | 2033 | 2034 | 2035 | 2040 | 2045 | 2050
Abham / Exeter / Landulph 132kV | Ernesettle 33kV | Alexandra Road | Primary | 11 | -4.1355 | 50.4081 | Consumer Transformation | Headroom (MW) | Thermal | 8.775 | 8.675 | 8.525 | 8.345 | 8.005 | 7.675 | 7.335 | 6.995 | 6.675 | 6.365 | 6.035 | 5.685 | 5.335 | 5.015 | 4.675 | 2.695 | 0.275 | -2.355
Abham / Exeter / Landulph 132kV | Ernesettle 33kV | Alexandra Road | Primary | 11 | -4.1355 | 50.4081 | Leading the Way | Headroom (MW) | Thermal | 8.775 | 8.665 | 8.505 | 8.315 | 7.955 | 7.605 | 7.245 | 6.885 | 6.545 | 6.215 | 5.845 | 5.455 | 5.045 | 4.675 | 4.295 | 2.105 | -0.605 | -4.115
Abham / Exeter / Landulph 132kV | Ernesettle 33kV | Alexandra Road | Primary | 11 | -4.1355 | 50.4081 | Steady Progression | Headroom (MW) | N/A | 8.775 | 8.745 | 8.695 | 8.645 | 8.605 | 8.545 | 8.475 | 8.405 | 8.335 | 8.255 | 8.175 | 8.105 | 8.035 | 7.965 | 7.895 | 7.685 | 7.345 | 6.745
Abham / Exeter / Landulph 132kV | Ernesettle 33kV | Alexandra Road | Primary | 11 | -4.1355 | 50.4081 | System Transformation | Headroom (MW) | N/A | 8.775 | 8.715 | 8.625 | 8.525 | 8.395 | 8.235 | 8.045 | 7.865 | 7.685 | 7.505 | 7.325 | 7.135 | 6.955 | 6.795 | 6.645 | 5.885 | 4.665 | 3.525
Abham / Exeter / Landulph 132kV | Ernesettle 33kV | Alexandra Road | Primary | 11 | -4.1355 | 50.4081 | WPD Best View | Headroom (MW) | Thermal | 8.775 | 8.675 | 8.525 | 8.345 | 8.005 | 7.675 | 7.335 | 6.995 | 6.675 | 6.365 | 6.035 | 5.685 | 5.335 | 5.015 | 4.675 | 2.695 | 0.275 | -2.355
Abham / Exeter / Landulph 132kV | Ernesettle 33kV | Ernesettle B & S | Primary | 11 | -4.1882 | 50.4231 | Consumer Transformation | Headroom (MW) | Thermal | 0.16 | 0.16 | 0.15 | 0.14 | 0.13 | 0.12 | 0.1 | 0.09 | 0.07 | 0.05 | 0.04 | 0.03 | 0.01 | 0 | -0.01 | -0.1 | -0.84 | -0.89
Abham / Exeter / Landulph 132kV | Ernesettle 33kV | Ernesettle B & S | Primary | 11 | -4.1882 | 50.4231 | Leading the Way | Headroom (MW) | Thermal | 0.16 | 0.16 | 0.15 | 0.14 | 0.13 | 0.12 | 0.1 | 0.07 | 0.05 | 0.03 | 0.01 | 0 | -0.02 | -0.03 | -0.04 | -0.12 | -1.56 | -1.6
Abham / Exeter / Landulph 132kV | Ernesettle 33kV | Ernesettle B & S | Primary | 11 | -4.1882 | 50.4231 | Steady Progression | Headroom (MW) | Thermal | 0.16 | 0.16 | 0.15 | 0.14 | 0.13 | 0.12 | 0.11 | 0.11 | 0.1 | 0.09 | 0.08 | 0.07 | 0.06 | 0.05 | 0.04 | -0.01 | -0.05 | -0.09
Abham / Exeter / Landulph 132kV | Ernesettle 33kV | Ernesettle B & S | Primary | 11 | -4.1882 | 50.4231 | System Transformation | Headroom (MW) | Thermal | 0.16 | 0.16 | 0.15 | 0.14 | 0.13 | 0.12 | 0.11 | 0.09 | 0.08 | 0.07 | 0.05 | 0.04 | 0.03 | 0.02 | 0.02 | -0.04 | -0.77 | -0.81
Abham / Exeter / Landulph 132kV | Ernesettle 33kV | Ernesettle B & S | Primary | 11 | -4.1882 | 50.4231 | WPD Best View | Headroom (MW) | Thermal | 0.16 | 0.16 | 0.15 | 0.14 | 0.13 | 0.12 | 0.1 | 0.09 | 0.07 | 0.05 | 0.04 | 0.03 | 0.01 | 0 | -0.01 | -0.1 | -0.84 | -0.89
Abham / Exeter / Landulph 132kV | Ernesettle 33kV | Merrivale | Primary | 11 | -4.1556 | 50.4136 | Consumer Transformation | Headroom (MW) | Thermal | 9.12 | 8.99 | 8.78 | 8.52 | 8.05 | 7.63 | 7.22 | 6.84 | 6.48 | 6.14 | 5.79 | 5.45 | 5.1 | 4.72 | 4.31 | 1.54 | -2.41 | -6.74
Abham / Exeter / Landulph 132kV | Ernesettle 33kV | Merrivale | Primary | 11 | -4.1556 | 50.4136 | Leading the Way | Headroom (MW) | Thermal | 9.12 | 8.98 | 8.75 | 8.49 | 7.99 | 7.55 | 7.12 | 6.73 | 6.36 | 6.01 | 5.6 | 5.2 | 4.78 | 4.29 | 3.75 | 0.31 | -4.19 | -10.05
Abham / Exeter / Landulph 132kV | Ernesettle 33kV | Merrivale | Primary | 11 | -4.1556 | 50.4136 | Steady Progression | Headroom (MW) | N/A | 9.12 | 9.09 | 9.01 | 8.94 | 8.87 | 8.79 | 8.7 | 8.6 | 8.52 | 8.43 | 8.34 | 8.27 | 8.2 | 8.15 | 8.09 | 7.9 | 7.49 | 6.6
Abham / Exeter / Landulph 132kV | Ernesettle 33kV | Merrivale | Primary | 11 | -4.1556 | 50.4136 | System Transformation | Headroom (MW) | N/A | 9.12 | 9.05 | 8.91 | 8.77 | 8.58 | 8.39 | 8.17 | 7.96 | 7.77 | 7.59 | 7.41 | 7.24 | 7.09 | 6.94 | 6.8 | 5.89 | 3.95 | 2.08
Abham / Exeter / Landulph 132kV | Ernesettle 33kV | Merrivale | Primary | 11 | -4.1556 | 50.4136 | WPD Best View | Headroom (MW) | Thermal | 9.12 | 8.99 | 8.78 | 8.52 | 8.05 | 7.63 | 7.22 | 6.84 | 6.48 | 6.14 | 5.79 | 5.45 | 5.1 | 4.72 | 4.31 | 1.54 | -2.41 | -6.74
Abham / Exeter / Landulph 132kV | Ernesettle 33kV | Southway | Primary | 11 | -4.1202 | 50.4334 | Consumer Transformation | Headroom (MW) | Thermal | 6.12 | 5.99 | 5.72 | 5.42 | 4.8 | 4.31 | 3.77 | 3.23 | 2.7 | 2.17 | 1.65 | 1.12 | 0.56 | 0.05 | -0.48 | 4.39 | -8.96 | -12.75
Abham / Exeter / Landulph 132kV | Ernesettle 33kV | Southway | Primary | 11 | -4.1202 | 50.4334 | Leading the Way | Headroom (MW) | Thermal | 6.12 | 5.97 | 5.7 | 5.37 | 4.69 | 4.17 | 3.62 | 3.03 | 2.46 | 1.88 | 1.29 | -3.17 | -3.81 | -4.37 | 0.36 | -17.59 | -21.53 | -26.49
Abham / Exeter / Landulph 132kV | Ernesettle 33kV | Southway | Primary | 11 | -4.1202 | 50.4334 | Steady Progression | Headroom (MW) | N/A | 6.12 | 6.08 | 5.93 | 5.79 | 5.63 | 5.49 | 5.31 | 5.15 | 4.99 | 4.83 | 4.67 | 4.51 | 4.35 | 4.21 | 4.06 | 3.53 | 2.9 | 1.88
Abham / Exeter / Landulph 132kV | Ernesettle 33kV | Southway | Primary | 11 | -4.1202 | 50.4334 | System Transformation | Headroom (MW) | Thermal | 6.12 | 6.04 | 5.84 | 5.63 | 5.32 | 5.06 | 4.73 | 4.4 | 4.09 | 3.76 | 3.44 | 3.11 | 2.79 | 2.51 | 3.16 | -7.95 | -9.82 | -11.63
Abham / Exeter / Landulph 132kV | Ernesettle 33kV | Southway | Primary | 11 | -4.1202 | 50.4334 | WPD Best View | Headroom (MW) | Thermal | 6.12 | 6 | 5.76 | 5.48 | 4.96 | 4.53 | 4.06 | 3.59 | 3.14 | 2.68 | 2.24 | 1.8 | 1.33 | 0.89 | 0.45 | 5.83 | -7.11 | -10.41
Abham / Exeter / Landulph 132kV | Ernesettle 33kV | Tavistock | Primary | 11 | -4.1617 | 50.5535 | Consumer Transformation | Headroom (MW) | Thermal | 3.56 | 3.39 | 3.16 | 2.86 | 2.44 | 1.87 | 1.31 | 0.77 | 0.28 | -0.22 | -0.71 | -1.21 | -1.72 | -2.24 | -2.79 | -6.18 | -10.38 | -14.92
Abham / Exeter / Landulph 132kV | Ernesettle 33kV | Tavistock | Primary | 11 | -4.1617 | 50.5535 | Leading the Way | Headroom (MW) | Thermal | 3.56 | 3.37 | 3.12 | 2.81 | 2.4 | 1.82 | 1.27 | 0.7 | 0.22 | -0.29 | -0.84 | -1.38 | -1.93 | -2.51 | -3.12 | -6.83 | -11.42 | -17.38
Abham / Exeter / Landulph 132kV | Ernesettle 33kV | Tavistock | Primary | 11 | -4.1617 | 50.5535 | Steady Progression | Headroom (MW) | N/A | 3.56 | 3.53 | 3.46 | 3.4 | 3.56 | 3.48 | 3.4 | 3.32 | 3.26 | 3.17 | 3.09 | 3.02 | 2.96 | 2.89 | 2.84 | 2.68 | 2.23 | 1.34
Abham / Exeter / Landulph 132kV | Ernesettle 33kV | Tavistock | Primary | 11 | -4.1617 | 50.5535 | System Transformation | Headroom (MW) | Thermal | 3.56 | 3.47 | 3.33 | 3.18 | 3.18 | 2.94 | 2.68 | 2.41 | 2.19 | 1.95 | 1.71 | 1.48 | 1.27 | 1.06 | 0.87 | -0.2 | -2.17 | -4.03
Abham / Exeter / Landulph 132kV | Ernesettle 33kV | Tavistock | Primary | 11 | -4.1617 | 50.5535 | WPD Best View | Headroom (MW) | Thermal | 3.56 | 3.47 | 3.33 | 3.18 | 3.18 | 2.94 | 2.68 | 2.41 | 2.19 | 1.95 | 1.71 | 1.48 | 1.27 | 1.06 | 0.87 | -0.2 | -2.17 | -4.03
Abham / Exeter / Landulph 132kV | Ernesettle 33kV | Yelverton | Primary | 11 | -4.0821 | 50.4942 | Consumer Transformation | Headroom (MW) | N/A | 9.62 | 9.53 | 9.41 | 9.25 | 8.92 | 8.65 | 8.39 | 8.15 | 7.92 | 7.72 | 7.51 | 7.3 | 7.08 | 6.87 | 6.64 | 5.16 | 3.28 | 1.22
Abham / Exeter / Landulph 132kV | Ernesettle 33kV | Yelverton | Primary | 11 | -4.0821 | 50.4942 | Leading the Way | Headroom (MW) | Thermal | 9.62 | 9.52 | 9.39 | 9.23 | 8.87 | 8.59 | 8.33 | 8.09 | 7.86 | 7.66 | 7.42 | 7.19 | 6.96 | 6.7 | 6.43 | 4.75 | 2.67 | -0.09
Abham / Exeter / Landulph 132kV | Ernesettle 33kV | Yelverton | Primary | 11 | -4.0821 | 50.4942 | Steady Progression | Headroom (MW) | N/A | 9.62 | 9.6 | 9.57 | 9.53 | 9.49 | 9.45 | 9.4 | 9.35 | 9.31 | 9.26 | 9.21 | 9.17 | 9.14 | 9.11 | 9.09 | 9.07 | 8.89 | 8.49
Abham / Exeter / Landulph 132kV | Ernesettle 33kV | Yelverton | Primary | 11 | -4.0821 | 50.4942 | System Transformation | Headroom (MW) | N/A | 9.62 | 9.57 | 9.5 | 9.42 | 9.29 | 9.17 | 9.04 | 8.91 | 8.8 | 8.69 | 8.58 | 8.48 | 8.4 | 8.33 | 8.25 | 7.82 | 6.96 | 6.16
Abham / Exeter / Landulph 132kV | Ernesettle 33kV | Yelverton | Primary | 11 | -4.0821 | 50.4942 | WPD Best View | Headroom (MW) | N/A | 9.62 | 9.57 | 9.5 | 9.42 | 9.29 | 9.17 | 9.04 | 8.91 | 8.8 | 8.69 | 8.58 | 8.48 | 8.4 | 8.33 | 8.25 | 7.82 | 6.96 | 6.16
Abham / Exeter / Landulph 132kV | Exeter City 33kV | Athelstan Road | Primary | 11 | -3.5226 | 50.7234 | Consumer Transformation | Headroom (MW) | N/A | 11.12 | 11.06 | 10.95 | 10.82 | 10.45 | 10.19 | 9.93 | 9.68 | 9.45 | 9.24 | 9.02 | 8.8 | 8.58 | 8.35 | 8.12 | 6.49 | 4.52 | 2.45
Abham / Exeter / Landulph 132kV | Exeter City 33kV | Athelstan Road | Primary | 11 | -3.5226 | 50.7234 | Leading the Way | Headroom (MW) | N/A | 11.12 | 11.05 | 10.93 | 10.8 | 10.36 | 10.09 | 9.82 | 9.56 | 9.32 | 9.1 | 8.86 | 8.61 | 8.37 | 8.1 | 7.81 | 6.04 | 3.86 | 1.22
Abham / Exeter / Landulph 132kV | Exeter City 33kV | Athelstan Road | Primary | 11 | -3.5226 | 50.7234 | Steady Progression | Headroom (MW) | N/A | 11.12 | 11.11 | 11.04 | 10.97 | 10.87 | 10.79 | 10.71 | 10.63 | 10.56 | 10.48 | 10.42 | 10.36 | 10.31 | 10.26 | 10.22 | 10.08 | 9.81 | 9.32
Abham / Exeter / Landulph 132kV | Exeter City 33kV | Athelstan Road | Primary | 11 | -3.5226 | 50.7234 | System Transformation | Headroom (MW) | N/A | 11.12 | 11.09 | 11 | 10.9 | 10.71 | 10.57 | 10.41 | 10.26 | 10.12 | 10 | 9.87 | 9.75 | 9.64 | 9.54 | 9.44 | 8.89 | 7.91 | 6.93
Abham / Exeter / Landulph 132kV | Exeter City 33kV | Athelstan Road | Primary | 11 | -3.5226 | 50.7234 | WPD Best View | Headroom (MW) | N/A | 11.12 | 11.11 | 11.04 | 10.97 | 10.87 | 10.79 | 10.71 | 10.63 | 10.56 | 10.48 | 10.42 | 10.36 | 10.31 | 10.26 | 10.22 | 10.08 | 9.81 | 9.32
Abham / Exeter / Landulph 132kV | Exeter City 33kV | Cowley Road | Primary | 11 | -3.5411 | 50.7356 | Consumer Transformation | Headroom (MW) | Thermal | 8.73 | 8.7 | 8.6 | 8.51 | 8.37 | 8.21 | 8 | 7.67 | 7.27 | 6.9 | 6.43 | 5.97 | 5.51 | 5.02 | 4.51 | 1.64 | -0.2 | -4.07
Abham / Exeter / Landulph 132kV | Exeter City 33kV | Cowley Road | Primary | 11 | -3.5411 | 50.7356 | Leading the Way | Headroom (MW) | Thermal | 8.73 | 8.69 | 8.59 | 8.49 | 8.32 | 8.2 | 8.04 | 7.8 | 7.5 | 7.2 | 6.8 | 6.42 | 6.01 | 5.57 | 5.1 | 4.42 | 0.94 | -3.23
Abham / Exeter / Landulph 132kV | Exeter City 33kV | Cowley Road | Primary | 11 | -3.5411 | 50.7356 | Steady Progression | Headroom (MW) | N/A | 8.73 | 8.71 | 8.64 | 8.58 | 8.5 | 8.43 | 8.36 | 8.29 | 8.21 | 8.11 | 8.02 | 7.92 | 7.82 | 7.74 | 7.66 | 7.34 | 6.95 | 8.53
Abham / Exeter / Landulph 132kV | Exeter City 33kV | Cowley Road | Primary | 11 | -3.5411 | 50.7356 | System Transformation | Headroom (MW) | N/A | 8.73 | 8.71 | 8.63 | 8.55 | 8.44 | 8.35 | 8.25 | 8.16 | 8.03 | 7.93 | 7.79 | 7.65 | 7.53 | 7.41 | 7.24 | 6.32 | 6.8 | 5.3
Abham / Exeter / Landulph 132kV | Exeter City 33kV | Cowley Road | Primary | 11 | -3.5411 | 50.7356 | WPD Best View | Headroom (MW) | N/A | 8.73 | 8.71 | 8.64 | 8.58 | 8.5 | 8.41 | 8.32 | 8.24 | 8.12 | 8.02 | 7.88 | 7.75 | 7.63 | 7.52 | 7.41 | 6.88 | 6.16 | 7.37
Abham / Exeter / Landulph 132kV | Exeter City 33kV | Crediton | Primary | 11 | -3.6687 | 50.7909 | Consumer Transformation | Headroom (MW) | N/A | 9.855 | 9.765 | 9.635 | 9.475 | 9.085 | 8.775 | 8.515 | 8.245 | 7.985 | 7.745 | 7.505 | 7.255 | 7.005 | 6.745 | 6.485 | 4.805 | 2.735 | 0.525
Abham / Exeter / Landulph 132kV | Exeter City 33kV | Crediton | Primary | 11 | -3.6687 | 50.7909 | Leading the Way | Headroom (MW) | Thermal | 9.855 | 9.755 | 9.615 | 9.445 | 8.985 | 8.675 | 8.405 | 8.135 | 7.875 | 7.625 | 7.355 | 7.085 | 6.815 | 6.525 | 6.225 | 4.365 | 2.085 | -0.815
Abham / Exeter / Landulph 132kV | Exeter City 33kV | Crediton | Primary | 11 | -3.6687 | 50.7909 | Steady Progression | Headroom (MW) | N/A | 9.855 | 9.835 | 9.785 | 9.735 | 9.665 | 9.605 | 9.555 | 9.485 | 9.425 | 9.365 | 9.305 | 9.245 | 9.195 | 9.145 | 9.105 | 8.955 | 8.685 | 8.205
Abham / Exeter / Landulph 132kV | Exeter City 33kV | Crediton | Primary | 11 | -3.6687 | 50.7909 | System Transformation | Headroom (MW) | N/A | 9.855 | 9.805 | 9.725 | 9.625 | 9.455 | 9.305 | 9.165 | 9.025 | 8.885 | 8.755 | 8.625 | 8.495 | 8.385 | 8.265 | 8.155 | 7.605 | 6.595 | 5.655
Abham / Exeter / Landulph 132kV | Exeter City 33kV | Crediton | Primary | 11 | -3.6687 | 50.7909 | WPD Best View | Headroom (MW) | N/A | 9.855 | 9.805 | 9.725 | 9.625 | 9.455 | 9.305 | 9.165 | 9.025 | 8.885 | 8.755 | 8.625 | 8.495 | 8.385 | 8.265 | 8.155 | 7.605 | 6.595 | 5.655
Abham / Exeter / Landulph 132kV | Exeter City 33kV | Exminster | Primary | 11 | -3.4938 | 50.6762 | Consumer Transformation | Headroom (MW) | Thermal | 2.73 | 2.69 | 2.63 | 2.63 | 2.52 | 2.19 | 1.87 | 1.42 | 0.94 | 0.35 | -0.43 | -1.3 | -2.2 | -3.02 | -3.94 | -6.03 | -8.4 | -11.18
Abham / Exeter / Landulph 132kV | Exeter City 33kV | Exminster | Primary | 11 | -3.4938 | 50.6762 | Leading the Way | Headroom (MW) | Thermal | 2.73 | 2.69 | 2.62 | 2.63 | 2.52 | 2.32 | 2.1 | 1.54 | 1.01 | 0.42 | -0.23 | -0.95 | -2.19 | -3.3 | -4.42 | -6.98 | -9.86 | -11.66
Abham / Exeter / Landulph 132kV | Exeter City 33kV | Exminster | Primary | 11 | -3.4938 | 50.6762 | Steady Progression | Headroom (MW) | Thermal | 2.73 | 2.73 | 2.72 | 2.79 | 2.85 | 2.84 | 2.83 | 2.75 | 2.69 | 2.59 | 2.44 | 2.26 | 1.85 | 1.44 | 0.92 | 0.21 | -0.59 | -1.49
Abham / Exeter / Landulph 132kV | Exeter City 33kV | Exminster | Primary | 11 | -3.4938 | 50.6762 | System Transformation | Headroom (MW) | Thermal | 2.73 | 2.71 | 2.68 | 2.72 | 2.74 | 2.53 | 2.32 | 1.97 | 1.58 | 1.1 | 0.43 | -0.32 | -1.12 | -1.82 | -2.65 | -4.03 | -5.82 | -7.91
Abham / Exeter / Landulph 132kV | Exeter City 33kV | Exminster | Primary | 11 | -3.4938 | 50.6762 | WPD Best View | Headroom (MW) | Thermal | 2.73 | 2.69 | 2.63 | 2.63 | 2.52 | 2.2 | 1.88 | 1.44 | 0.96 | 0.38 | -0.39 | -1.25 | -2.15 | -2.95 | -3.88 | -5.96 | -8.32 | -11.1
Abham / Exeter / Landulph 132kV | Exeter City 33kV | Folly Bridge | Primary | 11 | -3.6794 | 50.7763 | Consumer Transformation | Headroom (MW) | Thermal | 2.6 | 2.55 | 2.47 | 2.37 | 2.17 | 2 | 1.78 | 1.51 | 1.28 | 1.07 | 0.7 | 0.34 | 0 | -0.37 | -0.76 | -2.96 | -6.15 | -9.49
Abham / Exeter / Landulph 132kV | Exeter City 33kV | Folly Bridge | Primary | 11 | -3.6794 | 50.7763 | Leading the Way | Headroom (MW) | Thermal | 2.6 | 2.54 | 2.46 | 2.36 | 2.14 | 1.97 | 1.74 | 1.53 | 1.34 | 1.14 | 0.84 | 0.54 | 0.24 | -0.09 | -0.45 | -2.45 | -5.24 | -8.46
Abham / Exeter / Landulph 132kV | Exeter City 33kV | Folly Bridge | Primary | 11 | -3.6794 | 50.7763 | Steady Progression | Headroom (MW) | N/A | 2.6 | 2.59 | 2.55 | 2.52 | 2.49 | 2.45 | 2.41 | 2.37 | 2.32 | 2.21 | 2.14 | 2.07 | 1.98 | 1.92 | 1.87 | 1.75 | 1.51 | 1.17
Abham / Exeter / Landulph 132kV | Exeter City 33kV | Folly Bridge | Primary | 11 | -3.6794 | 50.7763 | System Transformation | Headroom (MW) | Thermal | 2.6 | 2.57 | 2.52 | 2.46 | 2.37 | 2.29 | 2.2 | 2.12 | 1.98 | 1.88 | 1.72 | 1.59 | 1.46 | 1.36 | 1.27 | 0.72 | -0.24 | -1.21
Abham / Exeter / Landulph 132kV | Exeter City 33kV | Folly Bridge | Primary | 11 | -3.6794 | 50.7763 | WPD Best View | Headroom (MW) | Thermal | 2.6 | 2.57 | 2.51 | 2.44 | 2.33 | 2.23 | 2.06 | 1.85 | 1.67 | 1.51 | 1.19 | 0.88 | 0.59 | 0.28 | -0.05 | -1.73 | -4.47 | -7.25
Abham / Exeter / Landulph 132kV | Exeter City 33kV | Haven Road | Primary | 11 | -3.5308 | 50.717 | Consumer Transformation | Headroom (MW) | N/A | 19.03 | 18.96 | 18.84 | 18.7 | 18.26 | 17.68 | 17.12 | 16.57 | 16.08 | 15.6 | 15.12 | 14.65 | 14.17 | 13.67 | 13.15 | 9.68 | 8.69 | 1.73
Abham / Exeter / Landulph 132kV | Exeter City 33kV | Haven Road | Primary | 11 | -3.5308 | 50.717 | Leading the Way | Headroom (MW) | Thermal | 19.03 | 18.94 | 18.8 | 18.65 | 18.09 | 17.51 | 16.96 | 16.45 | 15.96 | 15.51 | 14.99 | 13.62 | 13.1 | 12.53 | 11.92 | 11.59 | 3.19 | -2.36
Abham / Exeter / Landulph 132kV | Exeter City 33kV | Haven Road | Primary | 11 | -3.5308 | 50.717 | Steady Progression | Headroom (MW) | N/A | 16.0651 | 16.0604 | 16.0576 | 16.0548 | 16.0501 | 16.0311 | 15.9754 | 15.9234 | 15.8749 | 15.821 | 15.7703 | 15.7245 | 15.6881 | 15.6554 | 15.6252 | 15.4593 | 15.2735 | 15.7675
Abham / Exeter / Landulph 132kV | Exeter City 33kV | Haven Road | Primary | 11 | -3.5308 | 50.717 | System Transformation | Headroom (MW) | N/A | 19.03 | 18.98 | 18.87 | 18.76 | 18.55 | 18.44 | 18.25 | 17.95 | 17.67 | 17.4 | 17.14 | 16.89 | 16.66 | 16.44 | 16.23 | 17.62 | 13.25 | 11.28
Abham / Exeter / Landulph 132kV | Exeter City 33kV | Haven Road | Primary | 11 | -3.5308 | 50.717 | WPD Best View | Headroom (MW) | N/A | 19.03 | 19.01 | 18.91 | 18.82 | 18.68 | 18.59 | 18.47 | 18.36 | 18.25 | 18.15 | 18.04 | 17.95 | 17.85 | 17.77 | 17.69 | 17.3 | 16.85 | 16.54
Abham / Exeter / Landulph 132kV | Exeter City 33kV | Lapford | Primary | 11 | -3.8095 | 50.8524 | Consumer Transformation | Headroom (MW) | Thermal | 0.045 | -0.015 | -0.085 | -0.175 | -0.395 | -0.565 | -0.725 | -0.895 | -1.045 | -1.195 | -1.335 | -1.475 | -1.615 | -1.755 | -1.885 | -3.055 | -4.595 | -5.785
Abham / Exeter / Landulph 132kV | Exeter City 33kV | Lapford | Primary | 11 | -3.8095 | 50.8524 | Leading the Way | Headroom (MW) | Thermal | 0.045 | -0.025 | -0.095 | -0.185 | -0.445 | -0.625 | -0.795 | -0.955 | -1.115 | -1.265 | -1.415 | -1.565 | -1.715 | -1.875 | -2.035 | -3.495 | -5.145 | -6.715
Abham / Exeter / Landulph 132kV | Exeter City 33kV | Lapford | Primary | 11 | -3.8095 | 50.8524 | Steady Progression | Headroom (MW) | Thermal | 0.045 | 0.025 | 0.005 | -0.025 | -0.055 | -0.095 | -0.125 | -0.165 | -0.195 | -0.235 | -0.265 | -0.305 | -0.335 | -0.355 | -0.375 | -0.425 | -0.525 | -0.755
Abham / Exeter / Landulph 132kV | Exeter City 33kV | Lapford | Primary | 11 | -3.8095 | 50.8524 | System Transformation | Headroom (MW) | Thermal | 0.045 | 0.005 | -0.035 | -0.085 | -0.185 | -0.265 | -0.345 | -0.435 | -0.515 | -0.595 | -0.675 | -0.735 | -0.795 | -0.855 | -0.895 | -1.395 | -2.115 | -2.585
Abham / Exeter / Landulph 132kV | Exeter City 33kV | Lapford | Primary | 11 | -3.8095 | 50.8524 | WPD Best View | Headroom (MW) | Thermal | 0.045 | 0.005 | -0.035 | -0.085 | -0.185 | -0.255 | -0.345 | -0.425 | -0.505 | -0.585 | -0.655 | -0.725 | -0.775 | -0.825 | -0.875 | -1.365 | -2.085 | -2.565
Abham / Exeter / Landulph 132kV | Exeter City 33kV | Marsh Barton | Primary | 11 | -3.5307 | 50.706 | Consumer Transformation | Headroom (MW) | Thermal | 4.26 | 4.19 | 4.09 | 3.97 | 3.6 | 3.35 | 3.11 | 2.87 | 2.64 | 2.42 | 2.2 | 1.99 | 1.79 | 1.57 | 1.35 | -0.5 | -2.13 | -3.8
Abham / Exeter / Landulph 132kV | Exeter City 33kV | Marsh Barton | Primary | 11 | -3.5307 | 50.706 | Leading the Way | Headroom (MW) | Thermal | 4.26 | 4.17 | 4.07 | 3.95 | 3.49 | 3.23 | 2.97 | 2.72 | 2.48 | 2.25 | 2.02 | 1.79 | 1.56 | 1.31 | 1.05 | -1.11 | -2.87 | -4.96
Abham / Exeter / Landulph 132kV | Exeter City 33kV | Marsh Barton | Primary | 11 | -3.5307 | 50.706 | Steady Progression | Headroom (MW) | N/A | 4.26 | 4.24 | 4.18 | 4.13 | 4.04 | 3.97 | 3.9 | 3.83 | 3.76 | 3.69 | 3.62 | 3.56 | 3.51 | 3.45 | 3.4 | 3.22 | 2.93 | 2.53
Abham / Exeter / Landulph 132kV | Exeter City 33kV | Marsh Barton | Primary | 11 | -3.5307 | 50.706 | System Transformation | Headroom (MW) | N/A | 4.26 | 4.22 | 4.14 | 4.07 | 3.87 | 3.74 | 3.6 | 3.46 | 3.33 | 3.2 | 3.07 | 2.95 | 2.84 | 2.74 | 2.64 | 1.79 | 0.98 | 0.22
Abham / Exeter / Landulph 132kV | Exeter City 33kV | Marsh Barton | Primary | 11 | -3.5307 | 50.706 | WPD Best View | Headroom (MW) | N/A | 4.26 | 4.24 | 4.17 | 4.1 | 3.99 | 3.9 | 3.82 | 3.73 | 3.65 | 3.56 | 3.48 | 3.41 | 3.34 | 3.27 | 3.2 | 2.9 | 2.49 | 1.96
Abham / Exeter / Landulph 132kV | Exeter City 33kV | Newton St Cyres | Primary | 11 | -3.569 | 50.7753 | Consumer Transformation | Headroom (MW) | Thermal | 3.185 | 3.135 | 3.075 | 2.995 | 2.815 | 2.565 | 2.335 | 2.025 | 1.665 | 1.275 | 0.805 | 0.275 | -0.275 | -0.785 | -1.375 | -2.835 | -4.575 | -6.615
Abham / Exeter / Landulph 132kV | Exeter City 33kV | Newton St Cyres | Primary | 11 | -3.569 | 50.7753 | Leading the Way | Headroom (MW) | Thermal | 3.185 | 3.125 | 3.065 | 2.985 | 2.775 | 2.625 | 2.485 | 2.095 | 1.715 | 1.345 | 0.965 | 0.545 | -0.225 | -0.955 | -1.705 | -3.575 | -5.665 | -7.195
Abham / Exeter / Landulph 132kV | Exeter City 33kV | Newton St Cyres | Primary | 11 | -3.569 | 50.7753 | Steady Progression | Headroom (MW) | N/A | 3.185 | 3.175 | 3.155 | 3.135 | 3.115 | 3.085 | 3.065 | 2.995 | 2.925 | 2.835 | 2.725 | 2.605 | 2.335 | 2.085 | 1.745 | 1.315 | 0.825 | 0.235
Abham / Exeter / Landulph 132kV | Exeter City 33kV | Newton St Cyres | Primary | 11 | -3.569 | 50.7753 | System Transformation | Headroom (MW) | Thermal | 3.185 | 3.155 | 3.125 | 3.075 | 3.005 | 2.845 | 2.685 | 2.435 | 2.135 | 1.805 | 1.385 | 0.925 | 0.435 | 0.005 | -0.525 | -1.375 | -2.595 | -3.985
Abham / Exeter / Landulph 132kV | Exeter City 33kV | Newton St Cyres | Primary | 11 | -3.569 | 50.7753 | WPD Best View | Headroom (MW) | Thermal | 3.185 | 3.155 | 3.125 | 3.075 | 3.005 | 2.845 | 2.695 | 2.445 | 2.145 | 1.815 | 1.405 | 0.945 | 0.455 | 0.025 | -0.495 | -1.355 | -2.565 | -3.965
Abham / Exeter / Landulph 132kV | Exeter City 33kV | St Thomas | Primary | 11 | -3.5459 | 50.7199 | Consumer Transformation | Headroom (MW) | Thermal | 10.59 | 10.42 | 10.22 | 9.97 | 9.45 | 8.82 | 8.24 | 7.5 | 6.7 | 5.83 | 4.74 | 3.53 | 2.25 | 1.06 | -0.36 | -4.44 | -9.72 | -15.86
Abham / Exeter / Landulph 132kV | Exeter City 33kV | St Thomas | Primary | 11 | -3.5459 | 50.7199 | Leading the Way | Headroom (MW) | Thermal | 10.59 | 10.4 | 10.19 | 9.94 | 9.37 | 8.92 | 8.48 | 7.61 | 6.76 | 5.92 | 5.01 | 3.99 | 2.2 | 0.48 | -1.33 | -6.65 | -12.99 | -18.51
Abham / Exeter / Landulph 132kV | Exeter City 33kV | St Thomas | Primary | 11 | -3.5459 | 50.7199 | Steady Progression | Headroom (MW) | N/A | 10.59 | 10.52 | 10.45 | 10.39 | 10.32 | 10.23 | 10.15 | 9.98 | 9.81 | 9.61 | 9.36 | 9.08 | 8.49 | 7.92 | 7.18 | 6.22 | 4.95 | 3.28
Abham / Exeter / Landulph 132kV | Exeter City 33kV | St Thomas | Primary | 11 | -3.5459 | 50.7199 | System Transformation | Headroom (MW) | Thermal | 10.59 | 10.47 | 10.35 | 10.22 | 10 | 9.63 | 9.23 | 8.68 | 8.03 | 7.33 | 6.39 | 5.34 | 4.25 | 3.28 | 2.11 | -0.04 | -3.49 | -7.39
Abham / Exeter / Landulph 132kV | Exeter City 33kV | St Thomas | Primary | 11 | -3.5459 | 50.7199 | WPD Best View | Headroom (MW) | Thermal | 10.59 | 10.5 | 10.42 | 10.32 | 10.18 | 9.83 | 9.51 | 9.03 | 8.46 | 7.8 | 6.91 | 5.91 | 4.86 | 3.93 | 2.79 | 0.87 | -1.69 | -5.19
Abham / Exeter / Landulph 132kV | Exeter City 33kV | Witheridge | Primary | 11 | -3.7049 | 50.9033 | Consumer Transformation | Headroom (MW) | Thermal | -0.972 | -1.002 | -1.102 | -1.212 | -1.432 | -1.632 | -3.572 | -7.062 | -9.532 | -11.792 | -14.162 | -16.372 | -18.512 | -20.832 | -23.352 | -36.102 | -51.672 | -67.722
Abham / Exeter / Landulph 132kV | Exeter City 33kV | Witheridge | Primary | 11 | -3.7049 | 50.9033 | Leading the Way | Headroom (MW) | Thermal | -0.972 | -1.012 | -1.082 | -1.162 | -1.352 | -1.532 | -3.632 | -5.332 | -6.592 | -8.502 | -10.182 | -11.742 | -13.432 | -15.262 | -17.242 | -27.212 | -39.372 | -52.152
Abham / Exeter / Landulph 132kV | Exeter City 33kV | Witheridge | Primary | 11 | -3.7049 | 50.9033 | Steady Progression | Headroom (MW) | Thermal | -0.972 | -0.972 | -1.002 | -1.022 | -1.052 | -1.092 | -1.132 | -1.162 | -1.512 | -3.342 | -3.662 | -4.062 | -4.592 | -4.892 | -5.112 | -5.672 | -6.462 | -7.232
Abham / Exeter / Landulph 132kV | Exeter City 33kV | Witheridge | Primary | 11 | -3.7049 | 50.9033 | System Transformation | Headroom (MW) | Thermal | -0.972 | -0.992 | -1.032 | -1.072 | -1.152 | -1.232 | -1.322 | -1.402 | -3.022 | -3.742 | -4.572 | -5.272 | -5.892 | -6.322 | -6.772 | -9.242 | -12.802 | -16.612
Abham / Exeter / Landulph 132kV | Exeter City 33kV | Witheridge | Primary | 11 | -3.7049 | 50.9033 | WPD Best View | Headroom (MW) | Thermal | -0.972 | -0.992 | -1.032 | -1.072 | -1.152 | -1.232 | -1.322 | -1.402 | -3.022 | -3.742 | -4.572 | -5.272 | -5.892 | -6.322 | -6.772 | -9.242 | -12.802 | -16.612
Abham / Exeter / Landulph 132kV | Exeter Main 33kV | Core Hill | Primary | 11 | -3.2465 | 50.7024 | Consumer Transformation | Headroom (MW) | Thermal | 3.51 | 3.46 | 3.38 | 3.59 | 3.68 | 3.73 | 3.63 | 3.51 | 3.4 | 3.3 | 3.17 | 3.02 | 2.88 | 2.72 | 2.57 | 1.46 | 0.05 | -1.46
Abham / Exeter / Landulph 132kV | Exeter Main 33kV | Core Hill | Primary | 11 | -3.2465 | 50.7024 | Leading the Way | Headroom (MW) | Thermal | 3.51 | 3.45 | 3.36 | 3.66 | 3.81 | 3.95 | 3.83 | 3.66 | 3.51 | 3.36 | 3.19 | 3.03 | 2.84 | 2.64 | 2.42 | 1.15 | -0.39 | -2.37
Abham / Exeter / Landulph 132kV | Exeter Main 33kV | Core Hill | Primary | 11 | -3.2465 | 50.7024 | Steady Progression | Headroom (MW) | N/A | 3.51 | 3.5 | 3.47 | 3.71 | 3.95 | 4.1 | 4.13 | 4.14 | 4.15 | 4.16 | 4.17 | 4.18 | 4.17 | 4.15 | 4.13 | 4.04 | 3.79 | 3.42
Abham / Exeter / Landulph 132kV | Exeter Main 33kV | Core Hill | Primary | 11 | -3.2465 | 50.7024 | System Transformation | Headroom (MW) | N/A | 3.51 | 3.48 | 3.43 | 3.69 | 3.91 | 4.05 | 4.03 | 3.99 | 3.96 | 3.93 | 3.88 | 3.81 | 3.75 | 3.68 | 3.62 | 3.23 | 2.51 | 1.85
Abham / Exeter / Landulph 132kV | Exeter Main 33kV | Core Hill | Primary | 11 | -3.2465 | 50.7024 | WPD Best View | Headroom (MW) | N/A | 3.51 | 3.48 | 3.43 | 3.69 | 3.91 | 4.05 | 4.03 | 3.99 | 3.96 | 3.93 | 3.88 | 3.81 | 3.75 | 3.68 | 3.62 | 3.23 | 2.51 | 1.85
Abham / Exeter / Landulph 132kV | Exeter Main 33kV | Honiton Heathfield | Primary | 11 | -3.206 | 50.7911 | Consumer Transformation | Headroom (MW) | Thermal | 6.96 | 6.83 | 6.65 | 6.45 | 5.92 | 5.6 | 5.47 | 5.13 | 4.74 | 4.32 | 3.8 | 3.22 | 2.62 | 2.08 | 1.23 | -1.34 | -5.69 | -10.74
Abham / Exeter / Landulph 132kV | Exeter Main 33kV | Honiton Heathfield | Primary | 11 | -3.206 | 50.7911 | Leading the Way | Headroom (MW) | Thermal | 6.96 | 6.81 | 6.63 | 6.41 | 5.8 | 5.75 | 5.89 | 5.56 | 5.23 | 4.93 | 4.62 | 4.26 | 3.37 | 2.54 | 1.38 | -2.33 | -7.52 | -12.4
Abham / Exeter / Landulph 132kV | Exeter Main 33kV | Honiton Heathfield | Primary | 11 | -3.206 | 50.7911 | Steady Progression | Headroom (MW) | N/A | 6.96 | 6.92 | 6.86 | 6.81 | 6.73 | 6.84 | 6.99 | 7.04 | 7.1 | 7.15 | 7.2 | 7.25 | 7.19 | 7.16 | 6.85 | 6.98 | 5.96 | 4.47
Abham / Exeter / Landulph 132kV | Exeter Main 33kV | Honiton Heathfield | Primary | 11 | -3.206 | 50.7911 | System Transformation | Headroom (MW) | Thermal | 6.96 | 6.88 | 6.78 | 6.67 | 6.44 | 6.36 | 6.41 | 6.24 | 6 | 5.74 | 5.37 | 4.95 | 4.52 | 4.18 | 3.54 | 2.68 | -0.03 | -3.18
Abham / Exeter / Landulph 132kV | Exeter Main 33kV | Honiton Heathfield | Primary | 11 | -3.206 | 50.7911 | WPD Best View | Headroom (MW) | Thermal | 6.96 | 6.88 | 6.78 | 6.67 | 6.44 | 6.36 | 6.41 | 6.24 | 6 | 5.74 | 5.37 | 4.95 | 4.52 | 4.18 | 3.54 | 2.68 | -0.03 | -3.18
Abham / Exeter / Landulph 132kV | Exeter Main 33kV | Marsh Green | Primary | 11 | -3.3518 | 50.7387 | Consumer Transformation | Headroom (MW) | Thermal | -1.975 | -2.035 | -2.105 | -2.205 | -2.445 | -3.385 | -4.285 | -5.635 | -7.185 | -8.945 | -11.085 | -13.455 | -15.965 | -18.255 | -21.015 | -28.275 | -35.205 | -43.525
Abham / Exeter / Landulph 132kV | Exeter Main 33kV | Marsh Green | Primary | 11 | -3.3518 | 50.7387 | Leading the Way | Headroom (MW) | Thermal | -1.975 | -2.035 | -2.115 | -2.225 | -2.485 | -3.085 | -3.725 | -5.525 | -7.315 | -9.135 | -10.945 | -12.975 | -16.595 | -19.955 | -23.445 | -34.025 | -43.175 | -49.045
Abham / Exeter / Landulph 132kV | Exeter Main 33kV | Marsh Green | Primary | 11 | -3.3518 | 50.7387 | Steady Progression | Headroom (MW) | Thermal | -1.975 | -1.995 | -2.005 | -2.025 | -2.055 | -2.115 | -2.175 | -2.445 | -2.715 | -3.055 | -3.495 | -4.015 | -5.195 | -6.345 | -7.875 | -9.935 | -12.035 | -14.215
Abham / Exeter / Landulph 132kV | Exeter Main 33kV | Marsh Green | Primary | 11 | -3.3518 | 50.7387 | System Transformation | Headroom (MW) | Thermal | -1.975 | -2.005 | -2.055 | -2.105 | -2.205 | -2.745 | -3.295 | -4.385 | -5.805 | -7.235 | -9.055 | -11.105 | -13.275 | -15.215 | -17.645 | -22.445 | -27.735 | -34.125
Abham / Exeter / Landulph 132kV | Exeter Main 33kV | Marsh Green | Primary | 11 | -3.3518 | 50.7387 | WPD Best View | Headroom (MW) | Thermal | -1.975 | -2.005 | -2.055 | -2.105 | -2.205 | -2.745 | -3.295 | -4.385 | -5.805 | -7.235 | -9.055 | -11.105 | -13.275 | -15.215 | -17.645 | -22.445 | -27.735 | -34.125
Abham / Exeter / Landulph 132kV | Exeter Main 33kV | Offwell | Primary | 11 | -3.1534 | 50.7948 | Consumer Transformation | Headroom (MW) | Thermal | 2.5 | 2.45 | 2.39 | 2.31 | 2.13 | 1.99 | 1.88 | 1.75 | 1.62 | 1.51 | 1.39 | 1.28 | 1.17 | 1.05 | 0.94 | 0.22 | -0.69 | -1.65
Abham / Exeter / Landulph 132kV | Exeter Main 33kV | Offwell | Primary | 11 | -3.1534 | 50.7948 | Leading the Way | Headroom (MW) | Thermal | 2.5 | 2.45 | 2.38 | 2.29 | 2.1 | 1.96 | 1.85 | 1.71 | 1.59 | 1.47 | 1.35 | 1.23 | 1.1 | 0.97 | 0.84 | 0.05 | -0.93 | -2.19
Abham / Exeter / Landulph 132kV | Exeter Main 33kV | Offwell | Primary | 11 | -3.1534 | 50.7948 | Steady Progression | Headroom (MW) | N/A | 2.5 | 2.48 | 2.45 | 2.42 | 2.39 | 2.35 | 2.33 | 2.29 | 2.26 | 2.22 | 2.19 | 2.16 | 2.14 | 2.11 | 2.09 | 2.02 | 1.9 | 1.68
Abham / Exeter / Landulph 132kV | Exeter Main 33kV | Offwell | Primary | 11 | -3.1534 | 50.7948 | System Transformation | Headroom (MW) | N/A | 2.5 | 2.47 | 2.42 | 2.38 | 2.29 | 2.23 | 2.17 | 2.1 | 2.03 | 1.96 | 1.9 | 1.84 | 1.78 | 1.74 | 1.7 | 1.46 | 1.03 | 0.63
Abham / Exeter / Landulph 132kV | Exeter Main 33kV | Offwell | Primary | 11 | -3.1534 | 50.7948 | WPD Best View | Headroom (MW) | N/A | 2.5 | 2.47 | 2.42 | 2.38 | 2.29 | 2.23 | 2.17 | 2.1 | 2.03 | 1.96 | 1.9 | 1.84 | 1.78 | 1.74 | 1.7 | 1.46 | 1.03 | 0.63
Abham / Exeter / Landulph 132kV | Exeter Main 33kV | Ottery St Mary | Primary | 11 | -3.2867 | 50.746 | Consumer Transformation | Headroom (MW) | Thermal | 8.12 | 8.05 | 7.94 | 7.8 | 7.5 | 7.31 | 7.04 | 6.57 | 6.05 | 5.47 | 4.77 | 3.99 | 3.17 | 2.41 | 1.46 | -0.92 | -3.95 | -7.46
Abham / Exeter / Landulph 132kV | Exeter Main 33kV | Ottery St Mary | Primary | 11 | -3.2867 | 50.746 | Leading the Way | Headroom (MW) | Thermal | 8.12 | 8.04 | 7.92 | 7.78 | 7.45 | 7.54 | 7.42 | 6.84 | 6.27 | 5.72 | 5.17 | 4.54 | 3.35 | 2.23 | 1.01 | -2.16 | -5.79 | -8.66
Abham / Exeter / Landulph 132kV | Exeter Main 33kV | Ottery St Mary | Primary | 11 | -3.2867 | 50.746 | Steady Progression | Headroom (MW) | N/A | 8.12 | 8.11 | 8.07 | 8.04 | 8 | 8.12 | 8.14 | 8.06 | 7.98 | 7.87 | 7.73 | 7.56 | 7.17 | 6.8 | 6.3 | 5.71 | 4.87 | 3.85
Abham / Exeter / Landulph 132kV | Exeter Main 33kV | Ottery St Mary | Primary | 11 | -3.2867 | 50.746 | System Transformation | Headroom (MW) | Thermal | 8.12 | 8.08 | 8.02 | 7.95 | 7.82 | 7.79 | 7.63 | 7.27 | 6.83 | 6.35 | 5.74 | 5.05 | 4.34 | 3.7 | 2.9 | 1.55 | -0.52 | -2.86
Abham / Exeter / Landulph 132kV | Exeter Main 33kV | Ottery St Mary | Primary | 11 | -3.2867 | 50.746 | WPD Best View | Headroom (MW) | Thermal | 8.12 | 8.08 | 8.02 | 7.95 | 7.82 | 7.79 | 7.63 | 7.27 | 6.83 | 6.35 | 5.74 | 5.05 | 4.34 | 3.7 | 2.9 | 1.55 | -0.52 | -2.86
Abham / Exeter / Landulph 132kV | Exeter Main 33kV | Sidmouth Town | Primary | 11 | -3.2385 | 50.6887 | Consumer Transformation | Headroom (MW) | Thermal | 6.21 | 6.18 | 6.13 | 6.07 | 5.85 | 5.59 | 5.34 | 5.11 | 4.89 | 4.69 | 4.49 | 4.29 | 4.09 | 3.88 | 3.66 | 2.13 | 0.11 | -2.07
Abham / Exeter / Landulph 132kV | Exeter Main 33kV | Sidmouth Town | Primary | 11 | -3.2385 | 50.6887 | Leading the Way | Headroom (MW) | Thermal | 6.21 | 6.18 | 6.12 | 6.05 | 5.79 | 5.52 | 5.27 | 5.04 | 4.82 | 4.61 | 4.39 | 4.16 | 3.93 | 3.67 | 3.39 | 1.59 | -0.67 | -3.56
Abham / Exeter / Landulph 132kV | Exeter Main 33kV | Sidmouth Town | Primary | 11 | -3.2385 | 50.6887 | Steady Progression | Headroom (MW) | N/A | 6.21 | 6.2 | 6.17 | 6.13 | 6.09 | 6.06 | 6.02 | 5.99 | 5.96 | 5.93 | 5.9 | 5.87 | 5.83 | 5.8 | 5.77 | 5.63 | 5.45 | 5.06
Abham / Exeter / Landulph 132kV | Exeter Main 33kV | Sidmouth Town | Primary | 11 | -3.2385 | 50.6887 | System Transformation | Headroom (MW) | N/A | 6.21 | 6.19 | 6.15 | 6.1 | 6.04 | 6 | 5.9 | 5.77 | 5.66 | 5.55 | 5.45 | 5.35 | 5.27 | 5.19 | 5.12 | 4.68 | 3.71 | 2.77
Abham / Exeter / Landulph 132kV | Exeter Main 33kV | Sidmouth Town | Primary | 11 | -3.2385 | 50.6887 | WPD Best View | Headroom (MW) | N/A | 6.21 | 6.19 | 6.15 | 6.1 | 6.04 | 6 | 5.9 | 5.77 | 5.66 | 5.55 | 5.45 | 5.35 | 5.27 | 5.19 | 5.12 | 4.68 | 3.71 | 2.77
Abham / Exeter / Landulph 132kV | Exmouth 33kV | Budleigh Salterton | Primary | 11 | -3.3331 | 50.6302 | Consumer Transformation | Headroom (MW) | N/A | 6.6 | 6.59 | 6.57 | 6.55 | 6.41 | 6.31 | 6.21 | 6.11 | 6.02 | 5.93 | 5.85 | 5.77 | 5.69 | 5.6 | 5.5 | 4.86 | 4.01 | 3.08
Abham / Exeter / Landulph 132kV | Exmouth 33kV | Budleigh Salterton | Primary | 11 | -3.3331 | 50.6302 | Leading the Way | Headroom (MW) | N/A | 6.6 | 6.59 | 6.57 | 6.54 | 6.39 | 6.28 | 6.17 | 6.08 | 5.99 | 5.9 | 5.81 | 5.72 | 5.62 | 5.51 | 5.39 | 4.63 | 3.68 | 2.45
Abham / Exeter / Landulph 132kV | Exmouth 33kV | Budleigh Salterton | Primary | 11 | -3.3331 | 50.6302 | Steady Progression | Headroom (MW) | N/A | 6.6 | 6.6 | 6.59 | 6.58 | 6.56 | 6.55 | 6.54 | 6.53 | 6.52 | 6.51 | 6.5 | 6.49 | 6.48 | 6.48 | 6.47 | 6.42 | 6.3 | 6.14
Abham / Exeter / Landulph 132kV | Exmouth 33kV | Budleigh Salterton | Primary | 11 | -3.3331 | 50.6302 | System Transformation | Headroom (MW) | N/A | 6.6 | 6.6 | 6.58 | 6.57 | 6.54 | 6.5 | 6.45 | 6.4 | 6.36 | 6.32 | 6.28 | 6.24 | 6.2 | 6.17 | 6.14 | 5.96 | 5.56 | 5.17
Abham / Exeter / Landulph 132kV | Exmouth 33kV | Budleigh Salterton | Primary | 11 | -3.3331 | 50.6302 | WPD Best View | Headroom (MW) | N/A | 6.6 | 6.6 | 6.58 | 6.57 | 6.54 | 6.5 | 6.45 | 6.4 | 6.36 | 6.32 | 6.28 | 6.24 | 6.2 | 6.17 | 6.14 | 5.96 | 5.56 | 5.17
Abham / Exeter / Landulph 132kV | Exmouth 33kV | East Budleigh | Primary | 11 | -3.328 | 50.6565 | Consumer Transformation | Headroom (MW) | N/A | 3.455 | 3.435 | 3.385 | 3.335 | 3.225 | 3.135 | 3.045 | 2.965 | 2.885 | 2.805 | 2.735 | 2.665 | 2.585 | 2.515 | 2.435 | 1.935 | 1.305 | 0.605
Abham / Exeter / Landulph 132kV | Exmouth 33kV | East Budleigh | Primary | 11 | -3.328 | 50.6565 | Leading the Way | Headroom (MW) | N/A | 3.455 | 3.425 | 3.385 | 3.325 | 3.205 | 3.115 | 3.025 | 2.945 | 2.865 | 2.795 | 2.715 | 2.635 | 2.545 | 2.465 | 2.365 | 1.805 | 1.105 | 0.175
Abham / Exeter / Landulph 132kV | Exmouth 33kV | East Budleigh | Primary | 11 | -3.328 | 50.6565 | Steady Progression | Headroom (MW) | N/A | 3.455 | 3.455 | 3.435 | 3.415 | 3.405 | 3.375 | 3.355 | 3.335 | 3.315 | 3.295 | 3.275 | 3.255 | 3.245 | 3.225 | 3.215 | 3.175 | 3.095 | 2.945
Abham / Exeter / Landulph 132kV | Exmouth 33kV | East Budleigh | Primary | 11 | -3.328 | 50.6565 | System Transformation | Headroom (MW) | N/A | 3.455 | 3.445 | 3.415 | 3.385 | 3.335 | 3.285 | 3.245 | 3.195 | 3.155 | 3.115 | 3.075 | 3.035 | 3.005 | 2.975 | 2.945 | 2.785 | 2.475 | 2.195
Abham / Exeter / Landulph 132kV | Exmouth 33kV | East Budleigh | Primary | 11 | -3.328 | 50.6565 | WPD Best View | Headroom (MW) | N/A | 3.455 | 3.445 | 3.415 | 3.385 | 3.335 | 3.285 | 3.245 | 3.195 | 3.155 | 3.115 | 3.075 | 3.035 | 3.005 | 2.975 | 2.945 | 2.785 | 2.475 | 2.195
Abham / Exeter / Landulph 132kV | Exmouth 33kV | Exmouth Works | Primary | 11 | -3.4063 | 50.6232 | Consumer Transformation | Headroom (MW) | Thermal | 7.34 | 7.31 | 7.24 | 7.18 | 6.99 | 6.69 | 6.4 | 6.13 | 5.87 | 5.64 | 5.41 | 5.18 | 4.95 | 4.7 | 4.44 | 2.58 | 0.21 | -2.32
Abham / Exeter / Landulph 132kV | Exmouth 33kV | Exmouth Works | Primary | 11 | -3.4063 | 50.6232 | Leading the Way | Headroom (MW) | Thermal | 7.34 | 7.29 | 7.22 | 7.15 | 6.9 | 6.58 | 6.28 | 6 | 5.75 | 5.51 | 5.24 | 4.98 | 4.71 | 4.41 | 4.08 | 1.98 | -0.66 | -3.99
Abham / Exeter / Landulph 132kV | Exmouth 33kV | Exmouth Works | Primary | 11 | -3.4063 | 50.6232 | Steady Progression | Headroom (MW) | N/A | 7.34 | 7.33 | 7.29 | 7.25 | 7.19 | 7.15 | 7.11 | 7.07 | 7.03 | 6.99 | 6.95 | 6.91 | 6.87 | 6.83 | 6.79 | 6.62 | 6.4 | 6
Abham / Exeter / Landulph 132kV | Exmouth 33kV | Exmouth Works | Primary | 11 | -3.4063 | 50.6232 | System Transformation | Headroom (MW) | N/A | 7.34 | 7.32 | 7.27 | 7.21 | 7.11 | 7.06 | 7.01 | 6.91 | 6.77 | 6.64 | 6.52 | 6.41 | 6.31 | 6.22 | 6.13 | 5.58 | 4.44 | 3.33
Abham / Exeter / Landulph 132kV | Exmouth 33kV | Exmouth Works | Primary | 11 | -3.4063 | 50.6232 | WPD Best View | Headroom (MW) | N/A | 7.34 | 7.32 | 7.27 | 7.21 | 7.11 | 7.06 | 7.01 | 6.91 | 6.77 | 6.64 | 6.52 | 6.41 | 6.31 | 6.22 | 6.13 | 5.58 | 4.44 | 3.33
Abham / Exeter / Landulph 132kV | Exmouth 33kV | Newton Poppleford | Primary | 11 | -3.291 | 50.7011 | Consumer Transformation | Headroom (MW) | Thermal | 3.135 | 3.095 | 3.045 | 2.985 | 2.845 | 2.725 | 2.625 | 2.515 | 2.425 | 2.325 | 2.235 | 2.145 | 2.065 | 1.965 | 1.875 | 1.255 | 0.485 | -0.345
Abham / Exeter / Landulph 132kV | Exmouth 33kV | Newton Poppleford | Primary | 11 | -3.291 | 50.7011 | Leading the Way | Headroom (MW) | Thermal | 3.135 | 3.095 | 3.035 | 2.975 | 2.815 | 2.695 | 2.585 | 2.485 | 2.385 | 2.295 | 2.195 | 2.095 | 1.995 | 1.885 | 1.775 | 1.095 | 0.255 | -0.855
Abham / Exeter / Landulph 132kV | Exmouth 33kV | Newton Poppleford | Primary | 11 | -3.291 | 50.7011 | Steady Progression | Headroom (MW) | N/A | 3.135 | 3.125 | 3.115 | 3.095 | 3.075 | 3.055 | 3.025 | 3.005 | 2.985 | 2.955 | 2.935 | 2.915 | 2.895 | 2.885 | 2.865 | 2.835 | 2.755 | 2.585
Abham / Exeter / Landulph 132kV | Exmouth 33kV | Newton Poppleford | Primary | 11 | -3.291 | 50.7011 | System Transformation | Headroom (MW) | N/A | 3.135 | 3.115 | 3.085 | 3.055 | 2.985 | 2.935 | 2.885 | 2.825 | 2.775 | 2.725 | 2.685 | 2.635 | 2.595 | 2.565 | 2.525 | 2.335 | 1.985 | 1.655
Abham / Exeter / Landulph 132kV | Exmouth 33kV | Newton Poppleford | Primary | 11 | -3.291 | 50.7011 | WPD Best View | Headroom (MW) | N/A | 3.135 | 3.115 | 3.085 | 3.055 | 2.985 | 2.935 | 2.885 | 2.825 | 2.775 | 2.725 | 2.685 | 2.635 | 2.595 | 2.565 | 2.525 | 2.335 | 1.985 | 1.655
Abham / Exeter / Landulph 132kV | Exmouth 33kV | Withycombe Raleigh | Primary | 11 | -3.394 | 50.6321 | Consumer Transformation | Headroom (MW) | Thermal | 13.66 | 13.49 | 13.22 | 10.89 | 10.5 | 10.16 | 9.59 | 9.12 | 8.67 | 8.2 | 7.74 | 7.3 | 6.86 | 6.39 | 5.9 | 2.58 | -1.77 | -6.16
Abham / Exeter / Landulph 132kV | Exmouth 33kV | Withycombe Raleigh | Primary | 11 | -3.394 | 50.6321 | Leading the Way | Headroom (MW) | Thermal | 13.66 | 13.47 | 13.19 | 10.84 | 10.48 | 10.22 | 9.73 | 9.38 | 8.9 | 8.44 | 7.92 | 7.42 | 6.88 | 6.29 | 5.65 | 1.78 | -2.55 | -8.51
Abham / Exeter / Landulph 132kV | Exmouth 33kV | Withycombe Raleigh | Primary | 11 | -3.394 | 50.6321 | Steady Progression | Headroom (MW) | N/A | 13.66 | 13.63 | 13.55 | 11.45 | 11.6 | 11.66 | 11.46 | 11.29 | 11.09 | 10.88 | 10.7 | 10.55 | 10.46 | 10.37 | 10.3 | 10.16 | 9.6 | 8.54
Abham / Exeter / Landulph 132kV | Exmouth 33kV | Withycombe Raleigh | Primary | 11 | -3.394 | 50.6321 | System Transformation | Headroom (MW) | N/A | 13.66 | 13.57 | 13.41 | 11.22 | 11.23 | 11.19 | 10.87 | 10.64 | 10.35 | 10.1 | 9.87 | 9.66 | 9.47 | 9.3 | 9.12 | 8.06 | 6.09 | 4.12
Abham / Exeter / Landulph 132kV | Exmouth 33kV | Withycombe Raleigh | Primary | 11 | -3.394 | 50.6321 | WPD Best View | Headroom (MW) | N/A | 13.66 | 13.57 | 13.41 | 11.22 | 11.23 | 11.19 | 10.87 | 10.64 | 10.35 | 10.1 | 9.87 | 9.66 | 9.47 | 9.3 | 9.12 | 8.06 | 6.09 | 4.12
Abham / Exeter / Landulph 132kV | Exmouth 33kV | Woodbury | Primary | 11 | -3.4146 | 50.6673 | Consumer Transformation | Headroom (MW) | Thermal | 4.155 | 4.095 | 4.005 | 3.885 | 3.615 | 3.395 | 2.605 | 1.285 | 0.315 | -0.565 | -1.485 | -2.355 | -3.195 | -4.095 | -5.075 | -10.105 | -16.345 | -22.825
Abham / Exeter / Landulph 132kV | Exmouth 33kV | Woodbury | Primary | 11 | -3.4146 | 50.6673 | Leading the Way | Headroom (MW) | Thermal | 4.155 | 4.085 | 3.995 | 3.885 | 3.595 | 3.385 | 2.525 | 1.805 | 1.245 | 0.475 | -0.225 | -0.885 | -1.585 | -2.335 | -3.155 | -7.315 | -12.505 | -18.235
Abham / Exeter / Landulph 132kV | Exmouth 33kV | Woodbury | Primary | 11 | -3.4146 | 50.6673 | Steady Progression | Headroom (MW) | N/A | 4.155 | 4.145 | 4.115 | 4.085 | 4.035 | 3.995 | 3.955 | 3.915 | 3.765 | 3.115 | 2.975 | 2.815 | 2.615 | 2.495 | 2.395 | 2.175 | 1.795 | 1.315
Abham / Exeter / Landulph 132kV | Exmouth 33kV | Woodbury | Primary | 11 | -3.4146 | 50.6673 | System Transformation | Headroom (MW) | Thermal | 4.155 | 4.125 | 4.065 | 4.005 | 3.895 | 3.805 | 3.695 | 3.595 | 2.975 | 2.665 | 2.325 | 2.025 | 1.765 | 1.565 | 1.375 | 0.345 | -1.315 | -3.035
Abham / Exeter / Landulph 132kV | Exmouth 33kV | Woodbury | Primary | 11 | -3.4146 | 50.6673 | WPD Best View | Headroom (MW) | Thermal | 4.155 | 4.125 | 4.065 | 4.005 | 3.895 | 3.805 | 3.705 | 3.595 | 2.985 | 2.675 | 2.335 | 2.045 | 1.785 | 1.585 | 1.395 | 0.365 | -1.295 | -3.015
Abham / Exeter / Landulph 132kV | Landulph 33kV | Callington | Primary | 11 | -4.3197 | 50.504 | Consumer Transformation | Headroom (MW) | Thermal | 3.68 | 3.6 | 3.46 | 3.29 | 2.84 | 2.51 | 2.18 | 1.87 | 1.57 | 1.29 | 1.01 | 0.73 | 0.46 | 0.17 | -0.12 | -2.04 | -4.07 | -4.7
Abham / Exeter / Landulph 132kV | Landulph 33kV | Callington | Primary | 11 | -4.3197 | 50.504 | Leading the Way | Headroom (MW) | Thermal | 3.68 | 3.58 | 3.44 | 3.26 | 2.74 | 2.39 | 2.05 | 1.74 | 1.43 | 1.15 | 0.85 | 0.55 | 0.24 | -0.08 | -0.43 | -2.41 | -2.12 | -9.44
Abham / Exeter / Landulph 132kV | Landulph 33kV | Callington | Primary | 11 | -4.3197 | 50.504 | Steady Progression | Headroom (MW) | N/A | 3.68 | 3.67 | 3.62 | 3.57 | 3.48 | 3.41 | 3.33 | 3.26 | 3.19 | 3.11 | 3.03 | 2.96 | 2.9 | 2.85 | 2.79 | 2.61 | 2.31 | 1.82
Abham / Exeter / Landulph 132kV | Landulph 33kV | Callington | Primary | 11 | -4.3197 | 50.504 | System Transformation | Headroom (MW) | Thermal | 3.68 | 3.64 | 3.55 | 3.46 | 3.25 | 3.1 | 2.92 | 2.75 | 2.59 | 2.43 | 2.28 | 2.14 | 2.02 | 1.9 | 1.78 | 1.14 | 2.66 | -1.15
Abham / Exeter / Landulph 132kV | Landulph 33kV | Callington | Primary | 11 | -4.3197 | 50.504 | WPD Best View | Headroom (MW) | Thermal | 3.68 | 3.58 | 3.44 | 3.26 | 2.74 | 2.39 | 2.05 | 1.74 | 1.43 | 1.15 | 0.85 | 0.55 | 0.24 | -0.08 | -0.43 | -2.41 | -2.12 | -9.44
Abham / Exeter / Landulph 132kV | Landulph 33kV | Gunnislake | Primary | 11 | -4.2257 | 50.5195 | Consumer Transformation | Headroom (MW) | Thermal | 3.27 | 3.21 | 3.11 | 3 | 2.71 | 2.45 | 2.2 | 1.96 | 1.73 | 1.52 | 1.3 | 1.09 | 0.87 | 0.65 | 0.42 | -0.98 | -2.63 | -4.4
Abham / Exeter / Landulph 132kV | Landulph 33kV | Gunnislake | Primary | 11 | -4.2257 | 50.5195 | Leading the Way | Headroom (MW) | Thermal | 3.27 | 3.2 | 3.1 | 2.98 | 2.66 | 2.42 | 2.19 | 1.97 | 1.77 | 1.58 | 1.37 | 1.17 | 0.96 | 0.74 | 0.51 | -0.88 | -2.58 | -4.76
Abham / Exeter / Landulph 132kV | Landulph 33kV | Gunnislake | Primary | 11 | -4.2257 | 50.5195 | Steady Progression | Headroom (MW) | N/A | 3.27 | 3.26 | 3.22 | 3.19 | 3.15 | 3.11 | 3.06 | 3.01 | 2.97 | 2.92 | 2.87 | 2.84 | 2.8 | 2.78 | 2.75 | 2.68 | 2.51 | 2.19
Abham / Exeter / Landulph 132kV | Landulph 33kV | Gunnislake | Primary | 11 | -4.2257 | 50.5195 | System Transformation | Headroom (MW) | N/A | 3.27 | 3.23 | 3.18 | 3.12 | 2.99 | 2.88 | 2.76 | 2.64 | 2.53 | 2.43 | 2.33 | 2.23 | 2.15 | 2.07 | 1.99 | 1.57 | 0.82 | 0.12
Abham / Exeter / Landulph 132kV | Landulph 33kV | Gunnislake | Primary | 11 | -4.2257 | 50.5195 | WPD Best View | Headroom (MW) | Thermal | 3.27 | 3.2 | 3.1 | 2.98 | 2.66 | 2.42 | 2.19 | 1.97 | 1.77 | 1.58 | 1.37 | 1.17 | 0.96 | 0.74 | 0.51 | -0.88 | -2.58 | -4.76
Abham / Exeter / Landulph 132kV | Landulph 33kV | Lifton | Primary | 11 | -4.2706 | 50.643 | Consumer Transformation | Headroom (MW) | Thermal | 3.62 | 3.59 | 3.5 | 3.43 | 3.3 | 3.13 | 2.96 | 2.8 | 2.64 | 2.48 | 2.33 | 2.18 | 2.04 | 1.89 | 1.74 | 0.22 | -1.52 | -2.46
Abham / Exeter / Landulph 132kV | Landulph 33kV | Lifton | Primary | 11 | -4.2706 | 50.643 | Leading the Way | Headroom (MW) | Thermal | 3.62 | 3.59 | 3.5 | 3.43 | 3.28 | 3.15 | 3.01 | 2.88 | 2.76 | 2.63 | 2.51 | 2.4 | 2.28 | 2.16 | 2.05 | 0.4 | -1.27 | -2.29
Abham / Exeter / Landulph 132kV | Landulph 33kV | Lifton | Primary | 11 | -4.2706 | 50.643 | Steady Progression | Headroom (MW) | N/A | 3.62 | 3.61 | 3.61 | 3.58 | 3.54 | 3.51 | 3.47 | 3.43 | 3.39 | 3.35 | 3.31 | 3.28 | 3.24 | 3.21 | 3.18 | 3.08 | 2.94 | 2.74
Abham / Exeter / Landulph 132kV | Landulph 33kV | Lifton | Primary | 11 | -4.2706 | 50.643 | System Transformation | Headroom (MW) | N/A | 3.62 | 3.6 | 3.59 | 3.48 | 3.42 | 3.34 | 3.26 | 3.17 | 3.09 | 3.02 | 2.94 | 2.87 | 2.8 | 2.74 | 2.68 | 1.92 | 1.08 | 0.67
Abham / Exeter / Landulph 132kV | Landulph 33kV | Lifton | Primary | 11 | -4.2706 | 50.643 | WPD Best View | Headroom (MW) | N/A | 3.62 | 3.6 | 3.59 | 3.48 | 3.42 | 3.34 | 3.26 | 3.18 | 3.1 | 3.03 | 2.96 | 2.89 | 2.83 | 2.76 | 2.7 | 1.95 | 1.1 | 0.7
Abham / Exeter / Landulph 132kV | Landulph 33kV | Saltash Dunheved Rd | Primary | 11 | -4.2178 | 50.408 | Consumer Transformation | Headroom (MW) | Thermal | 10.285 | 10.185 | 10.045 | 9.875 | 9.435 | 9.095 | 8.775 | 8.475 | 8.185 | 7.925 | 7.645 | 7.385 | 7.115 | 6.825 | 6.525 | 4.385 | 1.645 | -1.325
Abham / Exeter / Landulph 132kV | Landulph 33kV | Saltash Dunheved Rd | Primary | 11 | -4.2178 | 50.408 | Leading the Way | Headroom (MW) | Thermal | 10.285 | 10.165 | 10.025 | 9.835 | 9.335 | 8.985 | 8.645 | 8.335 | 8.045 | 7.775 | 7.465 | 7.155 | 6.835 | 6.475 | 6.085 | 3.615 | 0.525 | -3.405
Abham / Exeter / Landulph 132kV | Landulph 33kV | Saltash Dunheved Rd | Primary | 11 | -4.2178 | 50.408 | Steady Progression | Headroom (MW) | N/A | 10.285 | 10.265 | 10.215 | 10.165 | 10.095 | 10.025 | 9.965 | 9.895 | 9.835 | 9.765 | 9.695 | 9.645 | 9.595 | 9.565 | 9.525 | 9.425 | 9.125 | 8.505
Abham / Exeter / Landulph 132kV | Landulph 33kV | Saltash Dunheved Rd | Primary | 11 | -4.2178 | 50.408 | System Transformation | Headroom (MW) | N/A | 10.285 | 10.225 | 10.145 | 10.045 | 9.855 | 9.705 | 9.535 | 9.365 | 9.215 | 9.075 | 8.935 | 8.815 | 8.695 | 8.585 | 8.465 | 7.795 | 6.465 | 5.185
Abham / Exeter / Landulph 132kV | Landulph 33kV | Saltash Dunheved Rd | Primary | 11 | -4.2178 | 50.408 | WPD Best View | Headroom (MW) | Thermal | 10.285 | 10.165 | 10.025 | 9.835 | 9.335 | 8.985 | 8.645 | 8.335 | 8.045 | 7.775 | 7.465 | 7.155 | 6.835 | 6.475 | 6.085 | 3.615 | 0.525 | -3.405
Abham / Exeter / Landulph 132kV | Landulph 33kV | Saltash Whity Cross | Primary | 11 | -4.2614 | 50.4222 | Consumer Transformation | Headroom (MW) | Thermal | 0.605 | 0.545 | 0.485 | 0.375 | 0.065 | -0.415 | -0.895 | -1.605 | -2.415 | -3.275 | -4.315 | -5.455 | -6.655 | -7.755 | -9.115 | -12.355 | -15.665 | -19.565
Abham / Exeter / Landulph 132kV | Landulph 33kV | Saltash Whity Cross | Primary | 11 | -4.2614 | 50.4222 | Leading the Way | Headroom (MW) | Thermal | 0.605 | 0.535 | 0.475 | 0.365 | 0.015 | -0.265 | -0.585 | -1.445 | -2.315 | -3.155 | -3.985 | -4.915 | -6.575 | -8.115 | -9.735 | -14.135 | -18.335 | -21.125
Abham / Exeter / Landulph 132kV | Landulph 33kV | Saltash Whity Cross | Primary | 11 | -4.2614 | 50.4222 | Steady Progression | Headroom (MW) | Thermal | 0.605 | 0.595 | 0.615 | 0.605 | 0.585 | 0.565 | 0.525 | 0.385 | 0.255 | 0.085 | -0.125 | -0.375 | -0.915 | -1.445 | -2.145 | -3.015 | -3.995 | -5.135
Abham / Exeter / Landulph 132kV | Landulph 33kV | Saltash Whity Cross | Primary | 11 | -4.2614 | 50.4222 | System Transformation | Headroom (MW) | Thermal | 0.605 | 0.575 | 0.555 | 0.515 | 0.395 | 0.085 | -0.255 | -0.805 | -1.465 | -2.195 | -3.085 | -4.065 | -5.095 | -6.015 | -7.185 | -9.245 | -11.605 | -14.375
Abham / Exeter / Landulph 132kV | Landulph 33kV | Saltash Whity Cross | Primary | 11 | -4.2614 | 50.4222 | WPD Best View | Headroom (MW) | Thermal | 0.605 | 0.535 | 0.475 | 0.365 | 0.015 | -0.265 | -0.585 | -1.445 | -2.315 | -3.155 | -3.985 | -4.915 | -6.575 | -8.115 | -9.735 | -14.135 | -18.335 | -21.125
Abham / Exeter / Landulph 132kV | Landulph 33kV | Torpoint Town | Primary | 11 | -4.215 | 50.3765 | Consumer Transformation | Headroom (MW) | Thermal | 5.76 | 5.74 | 5.68 | 5.59 | 5.38 | 5.21 | 5.04 | 4.89 | 4.75 | 4.62 | 4.49 | 4.36 | 4.23 | 4.1 | 3.95 | 2.91 | 1.48 | -0.08
Abham / Exeter / Landulph 132kV | Landulph 33kV | Torpoint Town | Primary | 11 | -4.215 | 50.3765 | Leading the Way | Headroom (MW) | Thermal | 5.76 | 5.74 | 5.67 | 5.57 | 5.34 | 5.16 | 4.99 | 4.84 | 4.69 | 4.56 | 4.41 | 4.26 | 4.11 | 3.94 | 3.75 | 2.51 | 0.9 | -1.2
Abham / Exeter / Landulph 132kV | Landulph 33kV | Torpoint Town | Primary | 11 | -4.215 | 50.3765 | Steady Progression | Headroom (MW) | N/A | 5.76 | 5.75 | 5.73 | 5.71 | 5.69 | 5.67 | 5.64 | 5.6 | 5.57 | 5.54 | 5.51 | 5.48 | 5.46 | 5.44 | 5.43 | 5.39 | 5.18 | 4.88
Abham / Exeter / Landulph 132kV | Landulph 33kV | Torpoint Town | Primary | 11 | -4.215 | 50.3765 | System Transformation | Headroom (MW) | N/A | 5.76 | 5.75 | 5.72 | 5.68 | 5.59 | 5.51 | 5.42 | 5.34 | 5.26 | 5.19 | 5.12 | 5.07 | 5.01 | 4.96 | 4.92 | 4.62 | 3.94 | 3.28
Abham / Exeter / Landulph 132kV | Landulph 33kV | Torpoint Town | Primary | 11 | -4.215 | 50.3765 | WPD Best View | Headroom (MW) | Thermal | 5.76 | 5.74 | 5.67 | 5.57 | 5.34 | 5.16 | 4.99 | 4.84 | 4.69 | 4.56 | 4.41 | 4.26 | 4.11 | 3.94 | 3.75 | 2.51 | 0.9 | -1.2
Abham / Exeter / Landulph 132kV | Milehouse 33kV | Alma Road | Primary | 11 | -4.1545 | 50.3834 | Consumer Transformation | Headroom (MW) | Thermal | 12.03 | 12 | 11.92 | 11.72 | 11.29 | 10.92 | 10.57 | 10.24 | 9.94 | 9.66 | 9.38 | 9.1 | 8.8 | 8.5 | 8.18 | 5.94 | 2.82 | -0.6
Abham / Exeter / Landulph 132kV | Milehouse 33kV | Alma Road | Primary | 11 | -4.1545 | 50.3834 | Leading the Way | Headroom (MW) | Thermal | 12.03 | 11.99 | 11.9 | 11.69 | 11.23 | 10.84 | 10.48 | 10.15 | 9.85 | 9.57 | 9.25 | 8.94 | 8.58 | 8.2 | 7.78 | 5.04 | 1.5 | -3.14
Abham / Exeter / Landulph 132kV | Milehouse 33kV | Alma Road | Primary | 11 | -4.1545 | 50.3834 | Steady Progression | Headroom (MW) | N/A | 12.03 | 12.02 | 11.97 | 11.92 | 11.87 | 11.82 | 11.78 | 11.73 | 11.68 | 11.62 | 11.56 | 11.5 | 11.45 | 11.41 | 11.38 | 11.2 | 10.77 | 10.07
Abham / Exeter / Landulph 132kV | Milehouse 33kV | Alma Road | Primary | 11 | -4.1545 | 50.3834 | System Transformation | Headroom (MW) | N/A | 12.03 | 12.01 | 11.95 | 11.88 | 11.75 | 11.57 | 11.38 | 11.2 | 11.04 | 10.89 | 10.74 | 10.6 | 10.47 | 10.36 | 10.26 | 9.6 | 8.09 | 6.6
Abham / Exeter / Landulph 132kV | Milehouse 33kV | Alma Road | Primary | 11 | -4.1545 | 50.3834 | WPD Best View | Headroom (MW) | Thermal | 12.03 | 12 | 11.92 | 11.72 | 11.29 | 10.92 | 10.57 | 10.24 | 9.94 | 9.66 | 9.38 | 9.1 | 8.8 | 8.5 | 8.18 | 5.94 | 2.82 | -0.6
Abham / Exeter / Landulph 132kV | Milehouse 33kV | Newport Street | Primary | 11 | -4.1644 | 50.368 | Consumer Transformation | Headroom (MW) | N/A | 9.68 | 9.13 | 8.97 | 8.89 | 8.7 | 8.55 | 8.4 | 8.25 | 8.09 | 7.93 | 7.75 | 7.58 | 7.39 | 7.22 | 7.06 | 6 | 4.73 | 3.4
Abham / Exeter / Landulph 132kV | Milehouse 33kV | Newport Street | Primary | 11 | -4.1644 | 50.368 | Leading the Way | Headroom (MW) | N/A | 9.68 | 9.12 | 8.96 | 8.87 | 8.65 | 8.49 | 8.33 | 8.17 | 8 | 7.82 | 7.62 | 7.41 | 7.2 | 7.02 | 6.83 | 5.71 | 4.31 | 2.6
Abham / Exeter / Landulph 132kV | Milehouse 33kV | Newport Street | Primary | 11 | -4.1644 | 50.368 | Steady Progression | Headroom (MW) | N/A | 9.68 | 9.68 | 9.11 | 9.08 | 9.03 | 8.99 | 8.94 | 8.89 | 8.85 | 8.8 | 8.76 | 8.71 | 8.67 | 8.63 | 8.59 | 8.46 | 8.28 | 7.96
Abham / Exeter / Landulph 132kV | Milehouse 33kV | Newport Street | Primary | 11 | -4.1644 | 50.368 | System Transformation | Headroom (MW) | N/A | 9.68 | 9.66 | 9.09 | 8.95 | 8.85 | 8.77 | 8.68 | 8.58 | 8.48 | 8.38 | 8.28 | 8.18 | 8.07 | 7.99 | 7.92 | 7.51 | 6.85 | 6.2
Abham / Exeter / Landulph 132kV | Milehouse 33kV | Newport Street | Primary | 11 | -4.1644 | 50.368 | WPD Best View | Headroom (MW) | N/A | 9.68 | 9.13 | 8.97 | 8.89 | 8.7 | 8.55 | 8.4 | 8.25 | 8.09 | 7.93 | 7.75 | 7.58 | 7.39 | 7.22 | 7.06 | 6 | 4.73 | 3.4
Abham / Exeter / Landulph 132kV | Milehouse 33kV | St Levan Road | Primary | 11 | -4.1715 | 50.3839 | Consumer Transformation | Headroom (MW) | N/A | 10.8 | 10.79 | 10.76 | 10.73 | 10.68 | 10.64 | 10.6 | 10.48 | 10.37 | 10.28 | 10.19 | 10.1 | 9.96 | 9.86 | 9.75 | 8.84 | 7.51 | 6.05
Abham / Exeter / Landulph 132kV | Milehouse 33kV | St Levan Road | Primary | 11 | -4.1715 | 50.3839 | Leading the Way | Headroom (MW) | N/A | 10.8 | 10.79 | 10.75 | 10.71 | 10.63 | 10.59 | 10.55 | 10.43 | 10.32 | 10.22 | 10.11 | 10.01 | 9.84 | 9.7 | 9.54 | 8.44 | 6.94 | 4.96
Abham / Exeter / Landulph 132kV | Milehouse 33kV | St Levan Road | Primary | 11 | -4.1715 | 50.3839 | Steady Progression | Headroom (MW) | N/A | 10.8 | 10.8 | 10.78 | 10.76 | 10.73 | 10.71 | 10.7 | 10.67 | 10.64 | 10.62 | 10.59 | 10.56 | 10.54 | 10.51 | 10.49 | 10.37 | 10.23 | 10.07
Abham / Exeter / Landulph 132kV | Milehouse 33kV | St Levan Road | Primary | 11 | -4.1715 | 50.3839 | System Transformation | Headroom (MW) | N/A | 10.8 | 10.8 | 10.77 | 10.74 | 10.71 | 10.68 | 10.64 | 10.61 | 10.58 | 10.55 | 10.52 | 10.49 | 10.47 | 10.44 | 10.41 | 10.13 | 9.53 | 8.9
Abham / Exeter / Landulph 132kV | Milehouse 33kV | St Levan Road | Primary | 11 | -4.1715 | 50.3839 | WPD Best View | Headroom (MW) | N/A | 10.8 | 10.79 | 10.76 | 10.73 | 10.68 | 10.64 | 10.6 | 10.48 | 10.37 | 10.28 | 10.19 | 10.1 | 9.96 | 9.86 | 9.75 | 8.84 | 7.51 | 6.05
Abham / Exeter / Landulph 132kV | Milehouse 33kV | Weston Mill | Primary | 11 | -4.1713 | 50.4024 | Consumer Transformation | Headroom (MW) | Thermal | 8.19 | 8.09 | 7.91 | 7.69 | 7.28 | 6.91 | 6.55 | 6.21 | 5.89 | 5.6 | 5.29 | 4.99 | 4.68 | 4.35 | 4.02 | 1.71 | -1.52 | -5.05
Abham / Exeter / Landulph 132kV | Milehouse 33kV | Weston Mill | Primary | 11 | -4.1713 | 50.4024 | Leading the Way | Headroom (MW) | Thermal | 8.19 | 8.07 | 7.89 | 7.66 | 7.21 | 6.83 | 6.46 | 6.11 | 5.79 | 5.48 | 5.13 | 4.79 | 4.43 | 4.02 | 3.57 | 0.76 | -2.88 | -7.64
Abham / Exeter / Landulph 132kV | Milehouse 33kV | Weston Mill | Primary | 11 | -4.1713 | 50.4024 | Steady Progression | Headroom (MW) | N/A | 8.19 | 8.17 | 8.12 | 8.06 | 8 | 7.92 | 7.85 | 7.77 | 7.69 | 7.61 | 7.54 | 7.47 | 7.41 | 7.36 | 7.31 | 7.13 | 6.78 | 6.08
Abham / Exeter / Landulph 132kV | Milehouse 33kV | Weston Mill | Primary | 11 | -4.1713 | 50.4024 | System Transformation | Headroom (MW) | N/A | 8.19 | 8.14 | 8.03 | 7.91 | 7.74 | 7.57 | 7.38 | 7.2 | 7.03 | 6.88 | 6.72 | 6.57 | 6.44 | 6.3 | 6.18 | 5.41 | 3.84 | 2.36
Abham / Exeter / Landulph 132kV | Milehouse 33kV | Weston Mill | Primary | 11 | -4.1713 | 50.4024 | WPD Best View | Headroom (MW) | Thermal | 8.19 | 8.09 | 7.91 | 7.69 | 7.28 | 6.91 | 6.55 | 6.21 | 5.89 | 5.6 | 5.29 | 4.99 | 4.68 | 4.35 | 4.02 | 1.71 | -1.52 | -5.05
Abham / Exeter / Landulph 132kV | Newton Abbot 33kV | Bovey Tracey | Primary | 11 | -3.6801 | 50.5921 | Consumer Transformation | Headroom (MW) | Thermal | 4.76 | 4.69 | 4.59 | 4.47 | 4.16 | 3.93 | 3.69 | 3.45 | 3.23 | 3.03 | 2.83 | 2.63 | 2.42 | 2.21 | 1.99 | 0.64 | -1.01 | -2.79
Abham / Exeter / Landulph 132kV | Newton Abbot 33kV | Bovey Tracey | Primary | 11 | -3.6801 | 50.5921 | Leading the Way | Headroom (MW) | Thermal | 4.76 | 4.68 | 4.58 | 4.44 | 4.11 | 3.88 | 3.63 | 3.39 | 3.17 | 2.96 | 2.74 | 2.52 | 2.29 | 2.06 | 1.8 | 0.31 | -1.5 | -3.83
Abham / Exeter / Landulph 132kV | Newton Abbot 33kV | Bovey Tracey | Primary | 11 | -3.6801 | 50.5921 | Steady Progression | Headroom (MW) | N/A | 4.76 | 4.75 | 4.72 | 4.69 | 4.64 | 4.61 | 4.56 | 4.52 | 4.48 | 4.44 | 4.39 | 4.35 | 4.31 | 4.28 | 4.25 | 4.17 | 3.97 | 3.61
Abham / Exeter / Landulph 132kV | Newton Abbot 33kV | Bovey Tracey | Primary | 11 | -3.6801 | 50.5921 | System Transformation | Headroom (MW) | N/A | 4.76 | 4.72 | 4.66 | 4.6 | 4.47 | 4.38 | 4.25 | 4.13 | 4.02 | 3.91 | 3.8 | 3.7 | 3.62 | 3.53 | 3.45 | 3.01 | 2.23 | 1.51
Abham / Exeter / Landulph 132kV | Newton Abbot 33kV | Bovey Tracey | Primary | 11 | -3.6801 | 50.5921 | WPD Best View | Headroom (MW) | Thermal | 4.76 | 4.69 | 4.59 | 4.47 | 4.16 | 3.93 | 3.69 | 3.45 | 3.23 | 3.03 | 2.83 | 2.63 | 2.42 | 2.21 | 1.99 | 0.64 | -1.01 | -2.79
Abham / Exeter / Landulph 132kV | Newton Abbot 33kV | Bradley Lane | Primary | 11 | -3.6185 | 50.5292 | Consumer Transformation | Headroom (MW) | Thermal | 11.955 | 11.815 | 11.545 | 11.215 | 10.535 | 9.935 | 8.745 | 7.005 | 5.605 | 4.305 | 2.845 | 1.445 | 0.085 | -1.395 | -2.985 | -11.335 | -21.955 | -33.085
Abham / Exeter / Landulph 132kV | Newton Abbot 33kV | Bradley Lane | Primary | 11 | -3.6185 | 50.5292 | Leading the Way | Headroom (MW) | Thermal | 11.955 | 11.795 | 11.515 | 11.195 | 10.465 | 9.845 | 8.595 | 7.525 | 6.575 | 5.405 | 4.175 | 2.995 | 1.735 | 0.375 | -1.085 | -8.625 | -18.125 | -29.125
Abham / Exeter / Landulph 132kV | Newton Abbot 33kV | Bradley Lane | Primary | 11 | -3.6185 | 50.5292 | Steady Progression | Headroom (MW) | N/A | 11.955 | 11.935 | 11.835 | 11.745 | 11.635 | 11.515 | 11.415 | 11.335 | 11.135 | 10.395 | 10.175 | 9.925 | 9.635 | 9.435 | 9.265 | 8.805 | 7.985 | 6.745
Abham / Exeter / Landulph 132kV | Newton Abbot 33kV | Bradley Lane | Primary | 11 | -3.6185 | 50.5292 | System Transformation | Headroom (MW) | Thermal | 11.955 | 11.875 | 11.715 | 11.535 | 11.245 | 10.965 | 10.695 | 10.455 | 9.635 | 9.145 | 8.545 | 8.015 | 7.515 | 7.095 | 6.665 | 4.525 | 1.145 | -2.265
Abham / Exeter / Landulph 132kV | Newton Abbot 33kV | Bradley Lane | Primary | 11 | -3.6185 | 50.5292 | WPD Best View | Headroom (MW) | Thermal | 11.955 | 11.815 | 11.545 | 11.215 | 10.535 | 9.935 | 8.745 | 7.005 | 5.605 | 4.305 | 2.845 | 1.445 | 0.085 | -1.395 | -2.985 | -11.335 | -21.955 | -33.085
Abham / Exeter / Landulph 132kV | Newton Abbot 33kV | Chudleigh Knighton | Primary | 11 | -3.6256 | 50.588 | Consumer Transformation | Headroom (MW) | Thermal | -2.01 | -2.1 | -2.24 | -2.41 | -2.8 | -3.42 | -3.96 | -4.74 | -5.61 | -6.59 | -7.89 | -9.36 | -10.9 | -12.3 | -14 | -17.79 | -22.5 | -28.06
Abham / Exeter / Landulph 132kV | Newton Abbot 33kV | Chudleigh Knighton | Primary | 11 | -3.6256 | 50.588 | Leading the Way | Headroom (MW) | Thermal | -2.01 | -2.11 | -2.25 | -2.44 | -2.86 | -3.21 | -3.54 | -4.49 | -5.43 | -6.36 | -7.36 | -8.5 | -10.68 | -12.72 | -14.85 | -19.9 | -23.3 | -26.96
Abham / Exeter / Landulph 132kV | Newton Abbot 33kV | Chudleigh Knighton | Primary | 11 | -3.6256 | 50.588 | Steady Progression | Headroom (MW) | Thermal | -2.01 | -2.02 | -2.07 | -2.11 | -2.17 | -2.23 | -2.29 | -2.47 | -2.65 | -2.87 | -3.17 | -3.52 | -4.3 | -5.05 | -6.04 | -7.34 | -8.83 | -10.57
Abham / Exeter / Landulph 132kV | Newton Abbot 33kV | Chudleigh Knighton | Primary | 11 | -3.6256 | 50.588 | System Transformation | Headroom (MW) | Thermal | -2.01 | -2.05 | -2.14 | -2.23 | -2.39 | -2.8 | -3.19 | -3.82 | -4.59 | -5.44 | -6.61 | -7.95 | -9.35 | -10.6 | -12.13 | -14.59 | -18.08 | -22.19
Abham / Exeter / Landulph 132kV | Newton Abbot 33kV | Chudleigh Knighton | Primary | 11 | -3.6256 | 50.588 | WPD Best View | Headroom (MW) | Thermal | -2.01 | -2.1 | -2.24 | -2.41 | -2.8 | -3.42 | -3.96 | -4.74 | -5.61 | -6.59 | -7.89 | -9.36 | -10.9 | -12.3 | -14 | -17.79 | -22.5 | -28.06
Abham / Exeter / Landulph 132kV | Newton Abbot 33kV | Dawlish | Primary | 11 | -3.4804 | 50.5789 | Consumer Transformation | Headroom (MW) | Thermal | 10.765 | 10.655 | 10.545 | 10.395 | 9.875 | 8.935 | 7.985 | 6.835 | 5.565 | 4.195 | 2.545 | 0.775 | -1.055 | -2.785 | -4.815 | -11.285 | -18.965 | -27.865
Abham / Exeter / Landulph 132kV | Newton Abbot 33kV | Dawlish | Primary | 11 | -3.4804 | 50.5789 | Leading the Way | Headroom (MW) | Thermal | 10.765 | 10.645 | 10.535 | 10.385 | 9.825 | 8.955 | 8.045 | 6.605 | 5.135 | 3.655 | 2.055 | 0.355 | -2.225 | -4.675 | -7.225 | -15.565 | -25.315 | -34.245
Abham / Exeter / Landulph 132kV | Newton Abbot 33kV | Dawlish | Primary | 11 | -3.4804 | 50.5789 | Steady Progression | Headroom (MW) | N/A | 10.765 | 10.745 | 10.745 | 10.735 | 10.675 | 10.565 | 10.455 | 10.245 | 10.035 | 9.785 | 9.465 | 9.105 | 8.395 | 7.705 | 6.805 | 5.465 | 3.895 | 1.995
Abham / Exeter / Landulph 132kV | Newton Abbot 33kV | Dawlish | Primary | 11 | -3.4804 | 50.5789 | System Transformation | Headroom (MW) | Thermal | 10.765 | 10.705 | 10.665 | 10.605 | 10.385 | 9.965 | 9.515 | 8.735 | 7.725 | 6.815 | 5.595 | 4.275 | 2.905 | 1.665 | 0.145 | -2.755 | -7.675 | -13.305
Abham / Exeter / Landulph 132kV | Newton Abbot 33kV | Dawlish | Primary | 11 | -3.4804 | 50.5789 | WPD Best View | Headroom (MW) | Thermal | 10.765 | 10.655 | 10.545 | 10.395 | 9.875 | 8.935 | 7.985 | 6.835 | 5.565 | 4.195 | 2.545 | 0.775 | -1.055 | -2.785 | -4.815 | -11.285 | -18.965 | -27.865
Abham / Exeter / Landulph 132kV | Newton Abbot 33kV | Higher Woodway | Primary | 11 | -3.4964 | 50.5612 | Consumer Transformation | Headroom (MW) | N/A | 10.6 | 10.51 | 10.36 | 10.18 | 9.82 | 9.5 | 9.19 | 8.89 | 8.62 | 8.36 | 8.09 | 7.83 | 7.57 | 7.29 | 7.01 | 5.22 | 2.89 | 0.35
Abham / Exeter / Landulph 132kV | Newton Abbot 33kV | Higher Woodway | Primary | 11 | -3.4964 | 50.5612 | Leading the Way | Headroom (MW) | Thermal | 10.6 | 10.5 | 10.35 | 10.16 | 9.77 | 9.44 | 9.12 | 8.82 | 8.54 | 8.28 | 7.99 | 7.7 | 7.4 | 7.08 | 6.74 | 4.65 | 2.05 | -1.35
Abham / Exeter / Landulph 132kV | Newton Abbot 33kV | Higher Woodway | Primary | 11 | -3.4964 | 50.5612 | Steady Progression | Headroom (MW) | N/A | 10.6 | 10.58 | 10.53 | 10.49 | 10.44 | 10.39 | 10.33 | 10.27 | 10.21 | 10.15 | 10.09 | 10.03 | 9.98 | 9.94 | 9.9 | 9.8 | 9.54 | 9.01
Abham / Exeter / Landulph 132kV | Newton Abbot 33kV | Higher Woodway | Primary | 11 | -3.4964 | 50.5612 | System Transformation | Headroom (MW) | N/A | 10.6 | 10.55 | 10.46 | 10.37 | 10.22 | 10.08 | 9.91 | 9.76 | 9.62 | 9.48 | 9.35 | 9.22 | 9.1 | 8.99 | 8.89 | 8.3 | 7.19 | 6.14
Abham / Exeter / Landulph 132kV | Newton Abbot 33kV | Higher Woodway | Primary | 11 | -3.4964 | 50.5612 | WPD Best View | Headroom (MW) | N/A | 10.6 | 10.51 | 10.36 | 10.18 | 9.82 | 9.5 | 9.19 | 8.89 | 8.62 | 8.36 | 8.09 | 7.83 | 7.57 | 7.29 | 7.01 | 5.22 | 2.89 | 0.35
Abham / Exeter / Landulph 132kV | Newton Abbot 33kV | Newton Abbot Main | Primary | 11 | -3.5997 | 50.5331 | Consumer Transformation | Headroom (MW) | Thermal | 18.33 | 18.14 | 17.8 | 17.4 | 16.54 | 15.36 | 13.95 | 12.14 | 10.43 | 8.69 | 6.6 | 4.4 | 2.14 | -0.05 | -1.86 | -11.74 | -24.27 | -38.34
Abham / Exeter / Landulph 132kV | Newton Abbot 33kV | Newton Abbot Main | Primary | 11 | -3.5997 | 50.5331 | Leading the Way | Headroom (MW) | Thermal | 18.33 | 18.12 | 17.77 | 17.34 | 16.42 | 15.32 | 13.92 | 12.13 | 10.45 | 8.69 | 6.74 | 4.7 | 1.99 | -0.83 | -3.7 | -14.87 | -28.96 | -43.22
Abham / Exeter / Landulph 132kV | Newton Abbot 33kV | Newton Abbot Main | Primary | 11 | -3.5997 | 50.5331 | Steady Progression | Headroom (MW) | N/A | 18.33 | 18.3 | 18.15 | 18.02 | 17.86 | 17.71 | 17.54 | 17.27 | 16.97 | 16.39 | 15.97 | 15.51 | 14.7 | 13.96 | 13.05 | 11.48 | 9.57 | 7.04
Abham / Exeter / Landulph 132kV | Newton Abbot 33kV | Newton Abbot Main | Primary | 11 | -3.5997 | 50.5331 | System Transformation | Headroom (MW) | Thermal | 18.33 | 18.23 | 18.01 | 17.77 | 17.39 | 16.89 | 16.36 | 15.53 | 14.25 | 13.27 | 11.94 | 10.51 | 9.06 | 7.76 | 6.25 | 3.27 | -3.18 | -10.41
Abham / Exeter / Landulph 132kV | Newton Abbot 33kV | Newton Abbot Main | Primary | 11 | -3.5997 | 50.5331 | WPD Best View | Headroom (MW) | Thermal | 18.33 | 18.14 | 17.81 | 17.41 | 16.56 | 15.39 | 14.26 | 12.99 | 11.41 | 9.91 | 8.08 | 6.15 | 4.16 | 2.29 | 0.84 | -7.3 | -17.57 | -29.35
Abham / Exeter / Landulph 132kV | Newton Abbot 33kV | Teignmouth Gasworks | Primary | 11 | -3.5158 | 50.547 | Consumer Transformation | Headroom (MW) | Thermal | 8.42 | 8.36 | 8.24 | 8.11 | 7.79 | 7.52 | 7.26 | 7.01 | 6.78 | 6.56 | 6.34 | 6.13 | 5.92 | 5.69 | 5.45 | 3.9 | 1.85 | -0.36
Abham / Exeter / Landulph 132kV | Newton Abbot 33kV | Teignmouth Gasworks | Primary | 11 | -3.5158 | 50.547 | Leading the Way | Headroom (MW) | Thermal | 8.42 | 8.35 | 8.23 | 8.09 | 7.75 | 7.47 | 7.2 | 6.95 | 6.72 | 6.5 | 6.26 | 6.02 | 5.78 | 5.51 | 5.22 | 3.41 | 1.15 | -1.76
Abham / Exeter / Landulph 132kV | Newton Abbot 33kV | Teignmouth Gasworks | Primary | 11 | -3.5158 | 50.547 | Steady Progression | Headroom (MW) | N/A | 8.42 | 8.41 | 8.37 | 8.33 | 8.28 | 8.23 | 8.18 | 8.12 | 8.07 | 8.01 | 7.96 | 7.92 | 7.88 | 7.85 | 7.83 | 7.76 | 7.56 | 7.13
Abham / Exeter / Landulph 132kV | Newton Abbot 33kV | Teignmouth Gasworks | Primary | 11 | -3.5158 | 50.547 | System Transformation | Headroom (MW) | N/A | 8.42 | 8.39 | 8.31 | 8.24 | 8.11 | 7.98 | 7.85 | 7.71 | 7.59 | 7.48 | 7.37 | 7.27 | 7.18 | 7.09 | 7.01 | 6.53 | 5.57 | 4.63
Abham / Exeter / Landulph 132kV | Newton Abbot 33kV | Teignmouth Gasworks | Primary | 11 | -3.5158 | 50.547 | WPD Best View | Headroom (MW) | Thermal | 8.42 | 8.36 | 8.24 | 8.11 | 7.79 | 7.52 | 7.26 | 7.01 | 6.78 | 6.56 | 6.34 | 6.13 | 5.92 | 5.69 | 5.45 | 3.9 | 1.85 | -0.36
Abham / Exeter / Landulph 132kV | Paignton 132/33kV | Blackawton | Primary | 11 | -3.6824 | 50.3475 | Consumer Transformation | Headroom (MW) | Thermal | 3.565 | 3.565 | 3.555 | 3.535 | 3.485 | 3.335 | 3.215 | 3.005 | 2.755 | 2.465 | 2.065 | 1.595 | 1.105 | 0.665 | 0.115 | -0.825 | -1.935 | -3.305
Abham / Exeter / Landulph 132kV | Paignton 132/33kV | Blackawton | Primary | 11 | -3.6824 | 50.3475 | Leading the Way | Headroom (MW) | Thermal | 3.565 | 3.565 | 3.545 | 3.535 | 3.465 | 3.415 | 3.375 | 3.105 | 2.825 | 2.555 | 2.265 | 1.915 | 1.205 | 0.545 | -0.135 | -1.435 | -2.865 | -3.325
Abham / Exeter / Landulph 132kV | Paignton 132/33kV | Blackawton | Primary | 11 | -3.6824 | 50.3475 | Steady Progression | Headroom (MW) | N/A | 3.565 | 3.565 | 3.555 | 3.555 | 3.545 | 3.535 | 3.525 | 3.475 | 3.425 | 3.355 | 3.265 | 3.145 | 2.875 | 2.605 | 2.255 | 1.795 | 1.295 | 0.795
Abham / Exeter / Landulph 132kV | Paignton 132/33kV | Blackawton | Primary | 11 | -3.6824 | 50.3475 | System Transformation | Headroom (MW) | Thermal | 3.565 | 3.565 | 3.555 | 3.545 | 3.525 | 3.415 | 3.305 | 3.115 | 2.865 | 2.595 | 2.195 | 1.745 | 1.265 | 0.845 | 0.315 | -0.445 | -1.435 | -2.655
Abham / Exeter / Landulph 132kV | Paignton 132/33kV | Blackawton | Primary | 11 | -3.6824 | 50.3475 | WPD Best View | Headroom (MW) | Thermal | 3.565 | 3.565 | 3.555 | 3.545 | 3.525 | 3.415 | 3.305 | 3.115 | 2.865 | 2.595 | 2.195 | 1.745 | 1.265 | 0.845 | 0.315 | -0.445 | -1.435 | -2.655
Abham / Exeter / Landulph 132kV | Paignton 132/33kV | Churston | Primary | 11 | -3.5659 | 50.4025 | Consumer Transformation | Headroom (MW) | Thermal | 11.53 | 11.42 | 11.24 | 11.03 | 10.57 | 10.22 | 9.88 | 9.55 | 9.24 | 8.94 | 8.65 | 8.36 | 8.07 | 7.77 | 7.45 | 5.36 | 2.69 | -0.2
Abham / Exeter / Landulph 132kV | Paignton 132/33kV | Churston | Primary | 11 | -3.5659 | 50.4025 | Leading the Way | Headroom (MW) | Thermal | 11.53 | 11.41 | 11.22 | 10.99 | 10.49 | 10.12 | 9.77 | 9.44 | 9.12 | 8.82 | 8.5 | 8.18 | 7.85 | 7.49 | 7.11 | 4.72 | 1.74 | -2.1
Abham / Exeter / Landulph 132kV | Paignton 132/33kV | Churston | Primary | 11 | -3.5659 | 50.4025 | Steady Progression | Headroom (MW) | N/A | 11.53 | 11.5 | 11.43 | 11.36 | 11.27 | 11.19 | 11.1 | 11.02 | 10.94 | 10.85 | 10.77 | 10.69 | 10.62 | 10.56 | 10.51 | 10.31 | 9.96 | 9.31
Abham / Exeter / Landulph 132kV | Paignton 132/33kV | Churston | Primary | 11 | -3.5659 | 50.4025 | System Transformation | Headroom (MW) | N/A | 11.53 | 11.47 | 11.35 | 11.23 | 11.02 | 10.84 | 10.66 | 10.48 | 10.31 | 10.15 | 9.99 | 9.84 | 9.7 | 9.57 | 9.45 | 8.75 | 7.43 | 6.18
Abham / Exeter / Landulph 132kV | Paignton 132/33kV | Churston | Primary | 11 | -3.5659 | 50.4025 | WPD Best View | Headroom (MW) | N/A | 11.53 | 11.47 | 11.35 | 11.23 | 11.02 | 10.84 | 10.66 | 10.48 | 10.31 | 10.15 | 9.99 | 9.84 | 9.7 | 9.57 | 9.45 | 8.75 | 7.43 | 6.18
Abham / Exeter / Landulph 132kV | Paignton 132/33kV | Colley End | Primary | 11 | -3.5713 | 50.4385 | Consumer Transformation | Headroom (MW) | Thermal | 10.66 | 10.61 | 10.52 | 10.41 | 10.08 | 9.55 | 9 | 8.45 | 7.91 | 7.44 | 6.98 | 6.53 | 6.06 | 5.57 | 5.05 | 1.74 | -2.45 | -6.96
Abham / Exeter / Landulph 132kV | Paignton 132/33kV | Colley End | Primary | 11 | -3.5713 | 50.4385 | Leading the Way | Headroom (MW) | Thermal | 10.66 | 10.6 | 10.49 | 10.38 | 9.97 | 9.42 | 8.84 | 8.27 | 7.7 | 7.21 | 6.7 | 6.19 | 5.67 | 5.09 | 4.47 | 0.73 | -3.95 | -9.84
Abham / Exeter / Landulph 132kV | Paignton 132/33kV | Colley End | Primary | 11 | -3.5713 | 50.4385 | Steady Progression | Headroom (MW) | N/A | 10.66 | 10.65 | 10.59 | 10.53 | 10.44 | 10.38 | 10.33 | 10.28 | 10.23 | 10.17 | 10.11 | 10.06 | 10 | 9.95 | 9.89 | 9.63 | 9.16 | 8.24
Abham / Exeter / Landulph 132kV | Paignton 132/33kV | Colley End | Primary | 11 | -3.5713 | 50.4385 | System Transformation | Headroom (MW) | N/A | 10.66 | 10.63 | 10.55 | 10.47 | 10.34 | 10.27 | 10.14 | 9.85 | 9.56 | 9.31 | 9.06 | 8.83 | 8.61 | 8.4 | 8.19 | 7.05 | 5 | 3.02
Abham / Exeter / Landulph 132kV | Paignton 132/33kV | Colley End | Primary | 11 | -3.5713 | 50.4385 | WPD Best View | Headroom (MW) | N/A | 10.66 | 10.63 | 10.55 | 10.47 | 10.34 | 10.27 | 10.14 | 9.85 | 9.56 | 9.31 | 9.06 | 8.83 | 8.61 | 8.4 | 8.19 | 7.05 | 5 | 3.02
Abham / Exeter / Landulph 132kV | Paignton 132/33kV | Dartmouth | Primary | 11 | -3.6022 | 50.3478 | Consumer Transformation | Headroom (MW) | N/A | 10.16 | 10.1 | 9.99 | 9.87 | 9.52 | 9.21 | 8.92 | 8.63 | 8.35 | 8.09 | 7.83 | 7.57 | 7.3 | 7.03 | 6.75 | 5.07 | 3.07 | 0.95
Abham / Exeter / Landulph 132kV | Paignton 132/33kV | Dartmouth | Primary | 11 | -3.6022 | 50.3478 | Leading the Way | Headroom (MW) | Thermal | 10.16 | 10.09 | 9.98 | 9.84 | 9.46 | 9.15 | 8.84 | 8.55 | 8.26 | 8 | 7.71 | 7.43 | 7.14 | 6.84 | 6.53 | 4.7 | 2.52 | -0.15
Abham / Exeter / Landulph 132kV | Paignton 132/33kV | Dartmouth | Primary | 11 | -3.6022 | 50.3478 | Steady Progression | Headroom (MW) | N/A | 10.16 | 10.15 | 10.1 | 10.06 | 10.01 | 9.96 | 9.89 | 9.83 | 9.77 | 9.7 | 9.64 | 9.58 | 9.53 | 9.48 | 9.43 | 9.26 | 8.99 | 8.56
Abham / Exeter / Landulph 132kV | Paignton 132/33kV | Dartmouth | Primary | 11 | -3.6022 | 50.3478 | System Transformation | Headroom (MW) | N/A | 10.16 | 10.13 | 10.06 | 9.98 | 9.84 | 9.7 | 9.54 | 9.39 | 9.24 | 9.1 | 8.96 | 8.83 | 8.71 | 8.59 | 8.47 | 7.86 | 6.9 | 5.99
Abham / Exeter / Landulph 132kV | Paignton 132/33kV | Dartmouth | Primary | 11 | -3.6022 | 50.3478 | WPD Best View | Headroom (MW) | N/A | 10.16 | 10.13 | 10.06 | 9.98 | 9.84 | 9.7 | 9.54 | 9.39 | 9.24 | 9.1 | 8.96 | 8.83 | 8.71 | 8.59 | 8.47 | 7.86 | 6.9 | 5.99
Abham / Exeter / Landulph 132kV | Paignton 132/33kV | Hollicombe | Primary | 11 | -3.5578 | 50.4538 | Consumer Transformation | Headroom (MW) | Thermal | 11.22 | 11.18 | 11.12 | 10.97 | 10.54 | 10.18 | 9.84 | 9.51 | 9.21 | 8.92 | 8.63 | 8.34 | 8.05 | 7.74 | 7.42 | 5.28 | 2.46 | -0.61
Abham / Exeter / Landulph 132kV | Paignton 132/33kV | Hollicombe | Primary | 11 | -3.5578 | 50.4538 | Leading the Way | Headroom (MW) | Thermal | 11.22 | 11.17 | 11.1 | 10.94 | 10.47 | 10.1 | 9.75 | 9.42 | 9.11 | 8.82 | 8.49 | 8.17 | 7.83 | 7.46 | 7.06 | 4.54 | 1.38 | -2.7
Abham / Exeter / Landulph 132kV | Paignton 132/33kV | Hollicombe | Primary | 11 | -3.5578 | 50.4538 | Steady Progression | Headroom (MW) | N/A | 11.22 | 11.21 | 11.17 | 11.13 | 11.08 | 11.05 | 11.01 | 10.98 | 10.94 | 10.89 | 10.82 | 10.77 | 10.71 | 10.67 | 10.63 | 10.51 | 10.09 | 9.5
Abham / Exeter / Landulph 132kV | Paignton 132/33kV | Hollicombe | Primary | 11 | -3.5578 | 50.4538 | System Transformation | Headroom (MW) | N/A | 11.22 | 11.19 | 11.14 | 11.09 | 10.98 | 10.82 | 10.64 | 10.48 | 10.32 | 10.17 | 10.02 | 9.89 | 9.76 | 9.64 | 9.53 | 8.84 | 7.49 | 6.21
Abham / Exeter / Landulph 132kV | Paignton 132/33kV | Hollicombe | Primary | 11 | -3.5578 | 50.4538 | WPD Best View | Headroom (MW) | N/A | 11.22 | 11.19 | 11.14 | 11.09 | 10.98 | 10.82 | 10.64 | 10.48 | 10.32 | 10.17 | 10.02 | 9.89 | 9.76 | 9.64 | 9.53 | 8.84 | 7.49 | 6.21
Abham / Exeter / Landulph 132kV | Paignton 132/33kV | Laywell Brixham | Primary | 11 | -3.5244 | 50.3833 | Consumer Transformation | Headroom (MW) | Thermal | 10.11 | 10 | 9.81 | 9.56 | 8.93 | 8.39 | 7.81 | 7.18 | 6.56 | 5.95 | 5.34 | 4.75 | 4.15 | 3.53 | 2.81 | -0.53 | -4.47 | -8.73
Abham / Exeter / Landulph 132kV | Paignton 132/33kV | Laywell Brixham | Primary | 11 | -3.5244 | 50.3833 | Leading the Way | Headroom (MW) | Thermal | 10.11 | 9.98 | 9.79 | 9.53 | 8.83 | 8.27 | 7.66 | 7.03 | 6.41 | 5.77 | 5.09 | 4.43 | 3.74 | 3.06 | 2.31 | -1.58 | -6.26 | -12.02
Abham / Exeter / Landulph 132kV | Paignton 132/33kV | Laywell Brixham | Primary | 11 | -3.5244 | 50.3833 | Steady Progression | Headroom (MW) | N/A | 10.11 | 10.1 | 10.03 | 9.96 | 9.87 | 9.76 | 9.64 | 9.51 | 9.39 | 9.26 | 9.13 | 9.04 | 8.95 | 8.87 | 8.8 | 8.52 | 8.04 | 7.18
Abham / Exeter / Landulph 132kV | Paignton 132/33kV | Laywell Brixham | Primary | 11 | -3.5244 | 50.3833 | System Transformation | Headroom (MW) | N/A | 10.11 | 10.05 | 9.94 | 9.8 | 9.52 | 9.26 | 8.95 | 8.61 | 8.29 | 7.96 | 7.64 | 7.37 | 7.13 | 6.88 | 6.55 | 5.43 | 3.55 | 1.75
Abham / Exeter / Landulph 132kV | Paignton 132/33kV | Laywell Brixham | Primary | 11 | -3.5244 | 50.3833 | WPD Best View | Headroom (MW) | N/A | 10.11 | 10.05 | 9.94 | 9.8 | 9.52 | 9.26 | 8.95 | 8.61 | 8.29 | 7.96 | 7.64 | 7.37 | 7.13 | 6.88 | 6.55 | 5.43 | 3.55 | 1.75
Abham / Exeter / Landulph 132kV | Paignton 132/33kV | Paignton 33/11kv S/S | Primary | 11 | -3.5919 | 50.42 | Consumer Transformation | Headroom (MW) | Thermal | 10.285 | 10.235 | 10.285 | 10.145 | 9.805 | 9.535 | 9.195 | 8.805 | 8.455 | 8.125 | 7.705 | 7.285 | 6.875 | 6.445 | 5.985 | 3.295 | -0.395 | -4.315
Abham / Exeter / Landulph 132kV | Paignton 132/33kV | Paignton 33/11kv S/S | Primary | 11 | -3.5919 | 50.42 | Leading the Way | Headroom (MW) | Thermal | 10.285 | 10.215 | 10.295 | 10.145 | 9.775 | 9.495 | 9.125 | 8.765 | 8.425 | 8.085 | 7.685 | 7.285 | 6.875 | 6.445 | 5.965 | 3.305 | -0.295 | -4.625
Abham / Exeter / Landulph 132kV | Paignton 132/33kV | Paignton 33/11kv S/S | Primary | 11 | -3.5919 | 50.42 | Steady Progression | Headroom (MW) | N/A | 10.285 | 10.295 | 10.415 | 10.385 | 10.365 | 10.325 | 10.265 | 10.205 | 10.135 | 10.015 | 9.925 | 9.825 | 9.725 | 9.645 | 9.565 | 9.325 | 8.945 | 8.325
Abham / Exeter / Landulph 132kV | Paignton 132/33kV | Paignton 33/11kv S/S | Primary | 11 | -3.5919 | 50.42 | System Transformation | Headroom (MW) | N/A | 10.285 | 10.265 | 10.375 | 10.305 | 10.175 | 10.065 | 9.905 | 9.735 | 9.535 | 9.365 | 9.165 | 8.975 | 8.805 | 8.655 | 8.515 | 7.725 | 6.295 | 4.905
Abham / Exeter / Landulph 132kV | Paignton 132/33kV | Paignton 33/11kv S/S | Primary | 11 | -3.5919 | 50.42 | WPD Best View | Headroom (MW) | N/A | 10.285 | 10.265 | 10.375 | 10.305 | 10.175 | 10.065 | 9.905 | 9.735 | 9.535 | 9.365 | 9.165 | 8.975 | 8.805 | 8.655 | 8.515 | 7.725 | 6.295 | 4.905
Abham / Exeter / Landulph 132kV | Paignton 132/33kV | Stokenham | Primary | 11 | -3.6821 | 50.2751 | Consumer Transformation | Headroom (MW) | Thermal | 4.1 | 4.07 | 4.02 | 3.97 | 3.81 | 3.66 | 3.48 | 3.26 | 3.03 | 2.81 | 2.58 | 2.36 | 2.15 | 1.93 | 1.65 | 0.77 | -0.1 | -1.06
Abham / Exeter / Landulph 132kV | Paignton 132/33kV | Stokenham | Primary | 11 | -3.6821 | 50.2751 | Leading the Way | Headroom (MW) | Thermal | 4.1 | 4.06 | 4.02 | 3.96 | 3.79 | 3.64 | 3.45 | 3.23 | 3.02 | 2.78 | 2.53 | 2.29 | 2.05 | 1.83 | 1.58 | 0.58 | -0.56 | -1.91
Abham / Exeter / Landulph 132kV | Paignton 132/33kV | Stokenham | Primary | 11 | -3.6821 | 50.2751 | Steady Progression | Headroom (MW) | N/A | 4.1 | 4.09 | 4.07 | 4.05 | 4.03 | 4 | 3.97 | 3.92 | 3.88 | 3.84 | 3.8 | 3.77 | 3.75 | 3.72 | 3.7 | 3.62 | 3.51 | 3.33
Abham / Exeter / Landulph 132kV | Paignton 132/33kV | Stokenham | Primary | 11 | -3.6821 | 50.2751 | System Transformation | Headroom (MW) | N/A | 4.1 | 4.08 | 4.05 | 4.02 | 3.94 | 3.87 | 3.77 | 3.65 | 3.54 | 3.41 | 3.29 | 3.2 | 3.13 | 3.05 | 2.91 | 2.63 | 2.24 | 1.87
Abham / Exeter / Landulph 132kV | Paignton 132/33kV | Stokenham | Primary | 11 | -3.6821 | 50.2751 | WPD Best View | Headroom (MW) | N/A | 4.1 | 4.08 | 4.05 | 4.02 | 3.94 | 3.87 | 3.77 | 3.65 | 3.54 | 3.41 | 3.29 | 3.2 | 3.13 | 3.05 | 2.91 | 2.63 | 2.24 | 1.87
Abham / Exeter / Landulph 132kV | Plymouth 33kV | Adelaide Road | Primary | 11 | -4.1486 | 50.3694 | Consumer Transformation | Headroom (MW) | N/A | 11.31 | 11.3 | 11.28 | 11.26 | 11.2 | 10.99 | 10.76 | 10.48 | 10.27 | 10.08 | 9.83 | 9.58 | 9.33 | 9.09 | 8.87 | 7.7 | 6.42 | 5.09
Abham / Exeter / Landulph 132kV | Plymouth 33kV | Adelaide Road | Primary | 11 | -4.1486 | 50.3694 | Leading the Way | Headroom (MW) | N/A | 11.31 | 11.3 | 11.28 | 11.25 | 11.17 | 10.91 | 10.67 | 10.36 | 10.14 | 9.94 | 9.67 | 9.4 | 9.13 | 8.92 | 8.72 | 7.57 | 6.17 | 4.51
Abham / Exeter / Landulph 132kV | Plymouth 33kV | Adelaide Road | Primary | 11 | -4.1486 | 50.3694 | Steady Progression | Headroom (MW) | N/A | 11.31 | 11.31 | 11.29 | 11.27 | 11.24 | 11.23 | 11.21 | 11.19 | 11.16 | 11.14 | 11.11 | 11.09 | 11.07 | 11.03 | 10.97 | 10.76 | 10.55 | 10.2
Abham / Exeter / Landulph 132kV | Plymouth 33kV | Adelaide Road | Primary | 11 | -4.1486 | 50.3694 | System Transformation | Headroom (MW) | N/A | 11.31 | 11.31 | 11.29 | 11.27 | 11.23 | 11.21 | 11.16 | 11 | 10.87 | 10.75 | 10.59 | 10.44 | 10.28 | 10.15 | 10.03 | 9.54 | 8.86 | 8.18
Abham / Exeter / Landulph 132kV | Plymouth 33kV | Adelaide Road | Primary | 11 | -4.1486 | 50.3694 | WPD Best View | Headroom (MW) | N/A | 11.31 | 11.3 | 11.28 | 11.26 | 11.2 | 10.99 | 10.76 | 10.48 | 10.27 | 10.08 | 9.83 | 9.58 | 9.33 | 9.09 | 8.87 | 7.7 | 6.42 | 5.09
Abham / Exeter / Landulph 132kV | Plymouth 33kV | Armada Street | Primary | 11 | -4.1359 | 50.3767 | Consumer Transformation | Headroom (MW) | N/A | 12.4 | 12.38 | 12.31 | 12.24 | 12.13 | 12.07 | 12 | 11.93 | 11.76 | 11.55 | 11.37 | 11.19 | 11 | 10.8 | 10.59 | 9.11 | 7.11 | 4.95
Abham / Exeter / Landulph 132kV | Plymouth 33kV | Armada Street | Primary | 11 | -4.1359 | 50.3767 | Leading the Way | Headroom (MW) | N/A | 12.4 | 12.37 | 12.3 | 12.23 | 12.1 | 12.02 | 11.95 | 11.87 | 11.69 | 11.46 | 11.25 | 11.04 | 10.83 | 10.59 | 10.32 | 8.62 | 6.38 | 3.55
Abham / Exeter / Landulph 132kV | Plymouth 33kV | Armada Street | Primary | 11 | -4.1359 | 50.3767 | Steady Progression | Headroom (MW) | N/A | 12.4 | 12.39 | 12.34 | 12.28 | 12.22 | 12.17 | 12.12 | 12.06 | 12.02 | 11.97 | 11.92 | 11.87 | 11.82 | 11.77 | 11.72 | 11.5 | 11.26 | 10.99
Abham / Exeter / Landulph 132kV | Plymouth 33kV | Armada Street | Primary | 11 | -4.1359 | 50.3767 | System Transformation | Headroom (MW) | N/A | 12.4 | 12.38 | 12.32 | 12.26 | 12.18 | 12.13 | 12.07 | 12.01 | 11.96 | 11.91 | 11.85 | 11.8 | 11.75 | 11.69 | 11.64 | 11.22 | 10.21 | 9.18
Abham / Exeter / Landulph 132kV | Plymouth 33kV | Armada Street | Primary | 11 | -4.1359 | 50.3767 | WPD Best View | Headroom (MW) | N/A | 12.4 | 12.38 | 12.31 | 12.24 | 12.13 | 12.07 | 12 | 11.93 | 11.76 | 11.55 | 11.37 | 11.19 | 11 | 10.8 | 10.59 | 9.11 | 7.11 | 4.95
Abham / Exeter / Landulph 132kV | Plymouth 33kV | Buckwell Street | Primary | 11 | -4.1379 | 50.3696 | Consumer Transformation | Headroom (MW) | N/A | 8.27 | 8.25 | 8.18 | 8.11 | 7.92 | 7.73 | 7.57 | 7.4 | 7.24 | 7.08 | 6.94 | 6.8 | 6.67 | 6.53 | 6.38 | 5.55 | 3.7 | 2.87
Abham / Exeter / Landulph 132kV | Plymouth 33kV | Buckwell Street | Primary | 11 | -4.1379 | 50.3696 | Leading the Way | Headroom (MW) | N/A | 8.27 | 8.25 | 8.18 | 8.1 | 7.9 | 7.7 | 7.53 | 7.36 | 7.19 | 7.02 | 6.86 | 6.72 | 6.57 | 6.43 | 6.29 | 5.48 | 2.57 | 1.61
Abham / Exeter / Landulph 132kV | Plymouth 33kV | Buckwell Street | Primary | 11 | -4.1379 | 50.3696 | Steady Progression | Headroom (MW) | N/A | 8.27 | 8.27 | 8.21 | 8.16 | 8.09 | 8.03 | 7.96 | 7.89 | 7.82 | 7.75 | 7.69 | 7.63 | 7.57 | 7.52 | 7.47 | 7.27 | 7.04 | 6.76
Abham / Exeter / Landulph 132kV | Plymouth 33kV | Buckwell Street | Primary | 11 | -4.1379 | 50.3696 | System Transformation | Headroom (MW) | N/A | 8.27 | 8.26 | 8.2 | 8.13 | 8.03 | 7.92 | 7.8 | 7.69 | 7.57 | 7.47 | 7.36 | 7.27 | 7.18 | 7.09 | 7.01 | 6.64 | 5.16 | 4.68
Abham / Exeter / Landulph 132kV | Plymouth 33kV | Buckwell Street | Primary | 11 | -4.1379 | 50.3696 | WPD Best View | Headroom (MW) | N/A | 8.27 | 8.25 | 8.18 | 8.11 | 7.92 | 7.73 | 7.57 | 7.4 | 7.24 | 7.08 | 6.94 | 6.8 | 6.67 | 6.53 | 6.38 | 5.55 | 3.7 | 2.87
Abham / Exeter / Landulph 132kV | Plymouth 33kV | Eggbuckland | Primary | 11 | -4.1132 | 50.4001 | Consumer Transformation | Headroom (MW) | Thermal | 9.35 | 9.26 | 9.11 | 8.93 | 8.6 | 8.31 | 8.04 | 7.79 | 7.56 | 7.34 | 7.12 | 6.9 | 6.68 | 6.45 | 6.2 | 4.44 | 2.02 | -0.64
Abham / Exeter / Landulph 132kV | Plymouth 33kV | Eggbuckland | Primary | 11 | -4.1132 | 50.4001 | Leading the Way | Headroom (MW) | Thermal | 9.35 | 9.25 | 9.09 | 8.9 | 8.55 | 8.25 | 7.97 | 7.72 | 7.48 | 7.25 | 7 | 6.75 | 6.49 | 6.19 | 5.85 | 3.7 | 0.94 | -2.64
Abham / Exeter / Landulph 132kV | Plymouth 33kV | Eggbuckland | Primary | 11 | -4.1132 | 50.4001 | Steady Progression | Headroom (MW) | N/A | 9.35 | 9.33 | 9.26 | 9.2 | 9.13 | 9.06 | 8.99 | 8.91 | 8.84 | 8.77 | 8.71 | 8.65 | 8.6 | 8.56 | 8.52 | 8.39 | 8.1 | 7.5
Abham / Exeter / Landulph 132kV | Plymouth 33kV | Eggbuckland | Primary | 11 | -4.1132 | 50.4001 | System Transformation | Headroom (MW) | N/A | 9.35 | 9.3 | 9.19 | 9.09 | 8.94 | 8.8 | 8.64 | 8.5 | 8.37 | 8.24 | 8.12 | 8.01 | 7.91 | 7.81 | 7.71 | 7.13 | 5.92 | 4.74
Abham / Exeter / Landulph 132kV | Plymouth 33kV | Eggbuckland | Primary | 11 | -4.1132 | 50.4001 | WPD Best View | Headroom (MW) | Thermal | 9.35 | 9.26 | 9.11 | 8.93 | 8.6 | 8.31 | 8.04 | 7.79 | 7.56 | 7.34 | 7.12 | 6.9 | 6.68 | 6.45 | 6.2 | 4.44 | 2.02 | -0.64
Abham / Exeter / Landulph 132kV | Plymouth 33kV | Elim Terrace | Primary | 11 | -4.136 | 50.3874 | Consumer Transformation | Headroom (MW) | N/A | 13.92 | 13.83 | 13.69 | 13.52 | 13.18 | 12.9 | 12.63 | 12.39 | 12.16 | 11.95 | 11.73 | 11.52 | 11.3 | 11.07 | 10.83 | 9.15 | 6.91 | 4.45
Abham / Exeter / Landulph 132kV | Plymouth 33kV | Elim Terrace | Primary | 11 | -4.136 | 50.3874 | Leading the Way | Headroom (MW) | N/A | 13.92 | 13.82 | 13.68 | 13.5 | 13.14 | 12.84 | 12.57 | 12.32 | 12.09 | 11.88 | 11.63 | 11.39 | 11.13 | 10.84 | 10.53 | 8.5 | 5.96 | 2.62
Abham / Exeter / Landulph 132kV | Plymouth 33kV | Elim Terrace | Primary | 11 | -4.136 | 50.3874 | Steady Progression | Headroom (MW) | N/A | 13.92 | 13.9 | 13.85 | 13.8 | 13.75 | 13.7 | 13.64 | 13.58 | 13.53 | 13.48 | 13.43 | 13.39 | 13.36 | 13.33 | 13.31 | 13.26 | 12.88 | 12.36
Abham / Exeter / Landulph 132kV | Plymouth 33kV | Elim Terrace | Primary | 11 | -4.136 | 50.3874 | System Transformation | Headroom (MW) | N/A | 13.92 | 13.87 | 13.78 | 13.69 | 13.55 | 13.42 | 13.27 | 13.14 | 13.02 | 12.91 | 12.79 | 12.69 | 12.59 | 12.5 | 12.42 | 11.9 | 10.81 | 9.76
Abham / Exeter / Landulph 132kV | Plymouth 33kV | Elim Terrace | Primary | 11 | -4.136 | 50.3874 | WPD Best View | Headroom (MW) | N/A | 13.92 | 13.83 | 13.69 | 13.52 | 13.18 | 12.9 | 12.63 | 12.39 | 12.16 | 11.95 | 11.73 | 11.52 | 11.3 | 11.07 | 10.83 | 9.15 | 6.91 | 4.45
Abham / Exeter / Landulph 132kV | Plymouth 33kV | Longbridge | Primary | 11 | -4.0843 | 50.3927 | Consumer Transformation | Headroom (MW) | N/A | 11.81 | 11.48 | 11.34 | 11.18 | 10.86 | 9.01 | 8.74 | 8.48 | 8.23 | 7.99 | 7.74 | 7.5 | 7.25 | 7 | 6.75 | 5.11 | 3.01 | 0.75
Abham / Exeter / Landulph 132kV | Plymouth 33kV | Longbridge | Primary | 11 | -4.0843 | 50.3927 | Leading the Way | Headroom (MW) | Thermal | 11.81 | 11.47 | 11.33 | 11.15 | 9.24 | 8.94 | 8.65 | 8.38 | 8.12 | 7.87 | 7.6 | 7.32 | 7.04 | 6.74 | 6.43 | 4.55 | 2.2 | -0.8
Abham / Exeter / Landulph 132kV | Plymouth 33kV | Longbridge | Primary | 11 | -4.0843 | 50.3927 | Steady Progression | Headroom (MW) | N/A | 11.81 | 11.79 | 11.48 | 11.42 | 11.35 | 11.28 | 11.2 | 9.56 | 9.49 | 9.42 | 9.35 | 9.28 | 9.21 | 9.16 | 9.1 | 8.89 | 8.58 | 8.04
Abham / Exeter / Landulph 132kV | Plymouth 33kV | Longbridge | Primary | 11 | -4.0843 | 50.3927 | System Transformation | Headroom (MW) | N/A | 11.81 | 11.77 | 11.42 | 11.32 | 11.17 | 9.46 | 9.3 | 9.15 | 9 | 8.86 | 8.72 | 8.58 | 8.45 | 8.33 | 8.21 | 7.6 | 6.53 | 5.5
Abham / Exeter / Landulph 132kV | Plymouth 33kV | Longbridge | Primary | 11 | -4.0843 | 50.3927 | WPD Best View | Headroom (MW) | N/A | 11.81 | 11.48 | 11.34 | 11.18 | 10.86 | 9.01 | 8.74 | 8.48 | 8.23 | 7.99 | 7.74 | 7.5 | 7.25 | 7 | 6.75 | 5.11 | 3.01 | 0.75
Abham / Exeter / Landulph 132kV | Plymouth 33kV | Old Laira Road | Primary | 11 | -4.1199 | 50.3819 | Consumer Transformation | Headroom (MW) | N/A | 10.48 | 10.41 | 10.31 | 10.18 | 9.94 | 9.73 | 9.54 | 9.36 | 9.19 | 9.03 | 8.88 | 8.72 | 8.57 | 8.4 | 8.22 | 6.95 | 5.13 | 3.12
Abham / Exeter / Landulph 132kV | Plymouth 33kV | Old Laira Road | Primary | 11 | -4.1199 | 50.3819 | Leading the Way | Headroom (MW) | N/A | 10.48 | 10.41 | 10.29 | 10.16 | 9.91 | 9.69 | 9.49 | 9.3 | 9.13 | 8.98 | 8.79 | 8.61 | 8.43 | 8.21 | 7.97 | 6.39 | 4.32 | 1.58
Abham / Exeter / Landulph 132kV | Plymouth 33kV | Old Laira Road | Primary | 11 | -4.1199 | 50.3819 | Steady Progression | Headroom (MW) | N/A | 10.48 | 10.46 | 10.43 | 10.39 | 10.36 | 10.32 | 10.27 | 10.23 | 10.19 | 10.16 | 10.12 | 10.09 | 10.07 | 10.05 | 10.03 | 10.02 | 9.73 | 9.33
Abham / Exeter / Landulph 132kV | Plymouth 33kV | Old Laira Road | Primary | 11 | -4.1199 | 50.3819 | System Transformation | Headroom (MW) | N/A | 10.48 | 10.44 | 10.37 | 10.3 | 10.2 | 10.11 | 10 | 9.9 | 9.81 | 9.73 | 9.64 | 9.57 | 9.5 | 9.44 | 9.38 | 9.01 | 8.13 | 7.27
Abham / Exeter / Landulph 132kV | Plymouth 33kV | Old Laira Road | Primary | 11 | -4.1199 | 50.3819 | WPD Best View | Headroom (MW) | N/A | 10.48 | 10.41 | 10.31 | 10.18 | 9.94 | 9.73 | 9.54 | 9.36 | 9.19 | 9.03 | 8.88 | 8.72 | 8.57 | 8.4 | 8.22 | 6.95 | 5.13 | 3.12
Abham / Exeter / Landulph 132kV | Plymouth 33kV | Plymstock South | Primary | 11 | -4.1014 | 50.3534 | Consumer Transformation | Headroom (MW) | N/A | 12.23 | 12.2 | 12.13 | 12.05 | 11.95 | 11.82 | 11.55 | 11.29 | 11.04 | 10.8 | 10.54 | 10.29 | 10.03 | 9.78 | 9.52 | 7.92 | 5.95 | 3.81
Abham / Exeter / Landulph 132kV | Plymouth 33kV | Plymstock South | Primary | 11 | -4.1014 | 50.3534 | Leading the Way | Headroom (MW) | N/A | 12.23 | 12.2 | 12.12 | 12.03 | 11.9 | 11.76 | 11.48 | 11.22 | 10.97 | 10.72 | 10.41 | 10.13 | 9.84 | 9.55 | 9.24 | 7.43 | 5.23 | 2.41
Abham / Exeter / Landulph 132kV | Plymouth 33kV | Plymstock South | Primary | 11 | -4.1014 | 50.3534 | Steady Progression | Headroom (MW) | N/A | 12.23 | 12.22 | 12.17 | 12.12 | 12.06 | 12.01 | 11.96 | 11.91 | 11.87 | 11.82 | 11.77 | 11.73 | 11.68 | 11.64 | 11.6 | 11.39 | 11.13 | 10.64
Abham / Exeter / Landulph 132kV | Plymouth 33kV | Plymstock South | Primary | 11 | -4.1014 | 50.3534 | System Transformation | Headroom (MW) | N/A | 12.23 | 12.21 | 12.15 | 12.09 | 12.01 | 11.96 | 11.9 | 11.85 | 11.79 | 11.66 | 11.5 | 11.36 | 11.22 | 11.09 | 10.96 | 10.3 | 9.28 | 8.32
Abham / Exeter / Landulph 132kV | Plymouth 33kV | Plymstock South | Primary | 11 | -4.1014 | 50.3534 | WPD Best View | Headroom (MW) | N/A | 12.23 | 12.2 | 12.13 | 12.05 | 11.95 | 11.82 | 11.55 | 11.29 | 11.04 | 10.8 | 10.54 | 10.29 | 10.03 | 9.78 | 9.52 | 7.92 | 5.95 | 3.81
Abham / Exeter / Landulph 132kV | Plymouth 33kV | Prince Rock | Primary | 11 | -4.1133 | 50.3676 | Consumer Transformation | Headroom (MW) | N/A | 11.97 | 11.94 | 11.89 | 11.83 | 11.49 | 11.3 | 11.12 | 10.94 | 10.77 | 10.62 | 10.46 | 10.31 | 10.16 | 10 | 9.85 | 8.73 | 7.4 | 6.03
Abham / Exeter / Landulph 132kV | Plymouth 33kV | Prince Rock | Primary | 11 | -4.1133 | 50.3676 | Leading the Way | Headroom (MW) | N/A | 11.97 | 11.93 | 11.87 | 11.81 | 11.42 | 11.22 | 11.03 | 10.85 | 10.67 | 10.51 | 10.34 | 10.18 | 10.02 | 9.84 | 9.65 | 8.48 | 7.03 | 5.31
Abham / Exeter / Landulph 132kV | Plymouth 33kV | Prince Rock | Primary | 11 | -4.1133 | 50.3676 | Steady Progression | Headroom (MW) | N/A | 11.97 | 11.96 | 11.91 | 11.87 | 11.8 | 6.63 | 6.19 | 5.76 | 5.34 | 4.95 | 4.6 | 4.3 | 4.13 | 4 | 3.91 | 3.71 | 3.51 | 3.24
Abham / Exeter / Landulph 132kV | Plymouth 33kV | Prince Rock | Primary | 11 | -4.1133 | 50.3676 | System Transformation | Headroom (MW) | N/A | 11.97 | 11.95 | 11.9 | 11.85 | 11.75 | 11.7 | 11.65 | 11.6 | 11.5 | 11.4 | 11.3 | 11.21 | 11.12 | 11.04 | 10.97 | 10.57 | 9.88 | 9.18
Abham / Exeter / Landulph 132kV | Plymouth 33kV | Prince Rock | Primary | 11 | -4.1133 | 50.3676 | WPD Best View | Headroom (MW) | N/A | 11.97 | 11.94 | 11.89 | 11.83 | 11.49 | 11.3 | 11.12 | 10.94 | 10.77 | 10.62 | 10.46 | 10.31 | 10.16 | 10 | 9.85 | 8.73 | 7.4 | 6.03
Abham / Exeter / Landulph 132kV | Plymouth 33kV | Stentaway | Primary | 11 | -4.0857 | 50.3643 | Consumer Transformation | Headroom (MW) | Thermal | 10.9 | 10.69 | 10.4 | 10.02 | 9.26 | 8.59 | 7.93 | 7.25 | 6.58 | 5.91 | 5.19 | 4.45 | 3.69 | 3.03 | 2.35 | -1.62 | -6.36 | -11.51
Abham / Exeter / Landulph 132kV | Plymouth 33kV | Stentaway | Primary | 11 | -4.0857 | 50.3643 | Leading the Way | Headroom (MW) | Thermal | 10.9 | 10.67 | 10.36 | 9.96 | 9.14 | 8.45 | 7.75 | 7.06 | 6.35 | 5.64 | 4.83 | 3.99 | 3.11 | 2.38 | 1.63 | -2.67 | -7.92 | -14.87
Abham / Exeter / Landulph 132kV | Plymouth 33kV | Stentaway | Primary | 11 | -4.0857 | 50.3643 | Steady Progression | Headroom (MW) | N/A | 10.9 | 10.86 | 10.79 | 10.73 | 10.66 | 10.56 | 10.46 | 10.34 | 10.23 | 10.11 | 9.98 | 9.86 | 9.74 | 9.63 | 9.52 | 9.26 | 8.75 | 7.7
Abham / Exeter / Landulph 132kV | Plymouth 33kV | Stentaway | Primary | 11 | -4.0857 | 50.3643 | System Transformation | Headroom (MW) | N/A | 10.9 | 10.79 | 10.63 | 10.44 | 10.15 | 9.86 | 9.51 | 9.16 | 8.81 | 8.46 | 8.08 | 7.69 | 7.3 | 7 | 6.71 | 5.29 | 3.04 | 0.95
Abham / Exeter / Landulph 132kV | Plymouth 33kV | Stentaway | Primary | 11 | -4.0857 | 50.3643 | WPD Best View | Headroom (MW) | Thermal | 10.9 | 10.71 | 10.45 | 10.11 | 9.47 | 8.88 | 8.28 | 7.67 | 7.06 | 6.44 | 5.79 | 5.11 | 4.41 | 3.83 | 3.23 | -0.16 | -4.32 | -8.77
Abham / Exeter / Landulph 132kV | Plympton 33kV | Ivybridge | Primary | 11 | -3.9256 | 50.3865 | Consumer Transformation | Headroom (MW) | Thermal | 6.725 | 6.605 | 6.155 | 5.945 | 5.595 | 5.075 | 4.585 | 4.005 | 3.385 | 2.715 | 1.895 | 0.975 | 0.025 | -0.865 | -1.905 | -5.635 | -9.805 | -14.555
Abham / Exeter / Landulph 132kV | Plympton 33kV | Ivybridge | Primary | 11 | -3.9256 | 50.3865 | Leading the Way | Headroom (MW) | Thermal | 6.725 | 6.595 | 6.125 | 5.905 | 5.535 | 5.135 | 4.735 | 4.045 | 3.375 | 2.715 | 2.005 | 1.205 | -0.085 | -1.345 | -2.675 | -7.515 | -12.425 | -16.925
Abham / Exeter / Landulph 132kV | Plympton 33kV | Ivybridge | Primary | 11 | -3.9256 | 50.3865 | Steady Progression | Headroom (MW) | N/A | 6.725 | 6.705 | 6.655 | 6.605 | 6.665 | 6.605 | 6.535 | 6.405 | 6.285 | 6.145 | 5.965 | 5.755 | 5.345 | 4.955 | 4.445 | 3.755 | 2.795 | 1.535
Abham / Exeter / Landulph 132kV | Plympton 33kV | Ivybridge | Primary | 11 | -3.9256 | 50.3865 | System Transformation | Headroom (MW) | Thermal | 6.725 | 6.665 | 6.555 | 6.165 | 6.105 | 5.815 | 5.505 | 5.095 | 4.625 | 4.105 | 3.435 | 2.675 | 1.895 | 1.205 | 0.375 | -1.625 | -4.225 | -7.085
Abham / Exeter / Landulph 132kV | Plympton 33kV | Ivybridge | Primary | 11 | -3.9256 | 50.3865 | WPD Best View | Headroom (MW) | Thermal | 6.725 | 6.665 | 6.555 | 6.165 | 6.105 | 5.815 | 5.505 | 5.095 | 4.625 | 4.105 | 3.435 | 2.675 | 1.895 | 1.205 | 0.375 | -1.625 | -4.225 | -7.085
Abham / Exeter / Landulph 132kV | Plympton 33kV | Langage | Primary | 11 | -4.0173 | 50.3848 | Consumer Transformation | Headroom (MW) | Thermal | -0.1 | -0.59 | -0.65 | -0.79 | -1.09 | -1.33 | -1.95 | -2.53 | -2.76 | -3.15 | -3.48 | -3.74 | -3.94 | -4.16 | -4.4 | -7 | -1.83 | -11.07
Abham / Exeter / Landulph 132kV | Plympton 33kV | Langage | Primary | 11 | -4.0173 | 50.3848 | Leading the Way | Headroom (MW) | Thermal | -0.1 | -0.6 | -0.65 | -0.8 | -1.13 | -1.4 | -1.67 | -1.92 | -2.18 | -2.42 | -2.68 | -2.93 | -3.17 | -3.44 | -3.73 | -0.35 | -13.27 | -15.98
Abham / Exeter / Landulph 132kV | Plympton 33kV | Langage | Primary | 11 | -4.0173 | 50.3848 | Steady Progression | Headroom (MW) | Thermal | -0.1 | -0.11 | -0.1 | -0.58 | -4.99 | -5.04 | -5.65 | -6.25 | -6.83 | -7.38 | -7.88 | -8.29 | -8.52 | -8.69 | -8.79 | -8.92 | -9.19 | -9.66
Abham / Exeter / Landulph 132kV | Plympton 33kV | Langage | Primary | 11 | -4.0173 | 50.3848 | System Transformation | Headroom (MW) | Thermal | -0.1 | -0.13 | -0.57 | -0.66 | -0.79 | -0.91 | -1.42 | -1.89 | -2.32 | -2.64 | -2.88 | -3.03 | -3.14 | -3.24 | -3.34 | 0.43 | -7.72 | -8.61
Abham / Exeter / Landulph 132kV | Plympton 33kV | Langage | Primary | 11 | -4.0173 | 50.3848 | WPD Best View | Headroom (MW) | Thermal | -0.1 | -0.59 | -0.64 | -0.78 | -1.06 | -1.29 | -1.88 | -2.44 | -2.65 | -3.02 | -3.33 | -3.55 | -3.74 | -3.94 | -4.16 | -6.59 | -1.35 | -10.52
Abham / Exeter / Landulph 132kV | Plympton 33kV | Linketty Lane | Primary | 11 | -4.0651 | 50.3887 | Consumer Transformation | Headroom (MW) | Thermal | 5.44 | 5.27 | 5.02 | 4.73 | 4.03 | 3.47 | 2.94 | 2.44 | 1.96 | 1.48 | 1.02 | 0.57 | 0.11 | -0.37 | -0.87 | -4.29 | -8.17 | -9.61
Abham / Exeter / Landulph 132kV | Plympton 33kV | Linketty Lane | Primary | 11 | -4.0651 | 50.3887 | Leading the Way | Headroom (MW) | Thermal | 5.44 | 5.24 | 4.99 | 4.67 | 3.89 | 3.32 | 2.77 | 2.25 | 1.76 | 1.27 | 0.76 | 0.25 | -0.29 | -0.87 | -1.5 | -5.33 | -5.09 | -19.09
Abham / Exeter / Landulph 132kV | Plympton 33kV | Linketty Lane | Primary | 11 | -4.0651 | 50.3887 | Steady Progression | Headroom (MW) | N/A | 5.44 | 5.41 | 5.33 | 5.26 | 5.17 | 5.07 | 4.95 | 4.85 | 4.75 | 4.64 | 4.55 | 4.46 | 4.38 | 4.31 | 4.25 | 4.08 | 3.64 | 2.71
Abham / Exeter / Landulph 132kV | Plympton 33kV | Linketty Lane | Primary | 11 | -4.0651 | 50.3887 | System Transformation | Headroom (MW) | Thermal | 5.44 | 5.34 | 5.2 | 5.04 | 4.75 | 4.51 | 4.23 | 3.97 | 3.73 | 3.48 | 3.25 | 3.04 | 2.84 | 2.65 | 2.47 | 1.38 | 4.09 | -3
Abham / Exeter / Landulph 132kV | Plympton 33kV | Linketty Lane | Primary | 11 | -4.0651 | 50.3887 | WPD Best View | Headroom (MW) | Thermal | 5.44 | 5.27 | 5.02 | 4.73 | 4.03 | 3.48 | 2.95 | 2.45 | 1.97 | 1.5 | 1.04 | 0.58 | 0.13 | -0.35 | -0.85 | -4.21 | -8.08 | -9.51
Abham / Exeter / Landulph 132kV | Plympton 33kV | Modbury | Primary | 11 | -3.8943 | 50.3482 | Consumer Transformation | Headroom (MW) | Thermal | 2.67 | 2.63 | 2.57 | 2.49 | 2.3 | 1.9 | 1.55 | 0.99 | 0.33 | -0.41 | -1.43 | -2.6 | -3.82 | -4.93 | -6.27 | -8.76 | -11.79 | -15.46
Abham / Exeter / Landulph 132kV | Plympton 33kV | Modbury | Primary | 11 | -3.8943 | 50.3482 | Leading the Way | Headroom (MW) | Thermal | 2.67 | 2.63 | 2.56 | 2.48 | 2.27 | 2.1 | 1.93 | 1.22 | 0.51 | -0.2 | -0.95 | -1.83 | -3.57 | -5.18 | -6.86 | -10.27 | -14.07 | -15.76
Abham / Exeter / Landulph 132kV | Plympton 33kV | Modbury | Primary | 11 | -3.8943 | 50.3482 | Steady Progression | Headroom (MW) | Thermal | 2.67 | 2.66 | 2.64 | 2.63 | 2.61 | 2.58 | 2.56 | 2.43 | 2.3 | 2.13 | 1.89 | 1.61 | 0.97 | 0.34 | -0.48 | -1.57 | -2.74 | -3.99
Abham / Exeter / Landulph 132kV | Plympton 33kV | Modbury | Primary | 11 | -3.8943 | 50.3482 | System Transformation | Headroom (MW) | Thermal | 2.67 | 2.65 | 2.61 | 2.57 | 2.49 | 2.21 | 1.93 | 1.45 | 0.84 | 0.16 | -0.79 | -1.88 | -3.04 | -4.06 | -5.32 | -7.2 | -9.69 | -12.75
Abham / Exeter / Landulph 132kV | Plympton 33kV | Modbury | Primary | 11 | -3.8943 | 50.3482 | WPD Best View | Headroom (MW) | Thermal | 2.67 | 2.65 | 2.61 | 2.57 | 2.49 | 2.21 | 1.93 | 1.45 | 0.84 | 0.16 | -0.79 | -1.88 | -3.04 | -4.06 | -5.32 | -7.2 | -9.69 | -12.75
Abham / Exeter / Landulph 132kV | Plympton 33kV | Newton Ferrers | Primary | 11 | -4.0272 | 50.3268 | Consumer Transformation | Headroom (MW) | Thermal | 2.945 | 2.905 | 2.845 | 2.765 | 2.605 | 2.475 | 2.345 | 2.215 | 2.105 | 1.995 | 1.885 | 1.775 | 1.675 | 1.555 | 1.445 | 0.715 | -0.205 | -1.215
Abham / Exeter / Landulph 132kV | Plympton 33kV | Newton Ferrers | Primary | 11 | -4.0272 | 50.3268 | Leading the Way | Headroom (MW) | Thermal | 2.945 | 2.895 | 2.835 | 2.755 | 2.585 | 2.445 | 2.315 | 2.195 | 2.085 | 1.975 | 1.855 | 1.735 | 1.615 | 1.485 | 1.345 | 0.525 | -0.485 | -1.835
Abham / Exeter / Landulph 132kV | Plympton 33kV | Newton Ferrers | Primary | 11 | -4.0272 | 50.3268 | Steady Progression | Headroom (MW) | N/A | 2.945 | 2.935 | 2.925 | 2.915 | 2.895 | 2.875 | 2.855 | 2.835 | 2.815 | 2.795 | 2.775 | 2.755 | 2.735 | 2.725 | 2.715 | 2.705 | 2.625 | 2.445
Abham / Exeter / Landulph 132kV | Plympton 33kV | Newton Ferrers | Primary | 11 | -4.0272 | 50.3268 | System Transformation | Headroom (MW) | N/A | 2.945 | 2.925 | 2.895 | 2.855 | 2.795 | 2.735 | 2.665 | 2.605 | 2.555 | 2.495 | 2.445 | 2.395 | 2.345 | 2.305 | 2.265 | 2.055 | 1.645 | 1.265
Abham / Exeter / Landulph 132kV | Plympton 33kV | Newton Ferrers | Primary | 11 | -4.0272 | 50.3268 | WPD Best View | Headroom (MW) | N/A | 2.945 | 2.925 | 2.895 | 2.855 | 2.795 | 2.735 | 2.665 | 2.605 | 2.555 | 2.495 | 2.445 | 2.395 | 2.345 | 2.305 | 2.265 | 2.055 | 1.645 | 1.265
Abham / Exeter / Landulph 132kV | Plympton 33kV | Torycombe | Primary | 11 | -4.0258 | 50.4324 | Consumer Transformation | Headroom (MW) | Thermal | 7.43 | 7.4 | 7.34 | 7.26 | 7.14 | 6.87 | 6.59 | 6.18 | 5.7 | 5.15 | 4.41 | 3.59 | 2.71 | 0.18 | -0.69 | -2.51 | -2.8 | -5.03
Abham / Exeter / Landulph 132kV | Plympton 33kV | Torycombe | Primary | 11 | -4.0258 | 50.4324 | Leading the Way | Headroom (MW) | Thermal | 7.43 | 14.32 | 14.26 | 14.17 | 14.05 | 13.89 | 13.72 | 13.2 | 12.67 | 12.1 | 11.48 | 10.78 | 9.58 | 8.57 | 7.54 | 7.19 | -8.2 | -9.35
Abham / Exeter / Landulph 132kV | Plympton 33kV | Torycombe | Primary | 11 | -4.0258 | 50.4324 | Steady Progression | Headroom (MW) | N/A | 7.43 | 7.42 | 7.39 | 7.35 | 7.34 | 7.31 | 7.27 | 7.18 | 7.09 | 6.97 | 6.81 | 6.61 | 6.2 | 5.8 | 5.28 | 11.42 | 10.65 | 9.84
Abham / Exeter / Landulph 132kV | Plympton 33kV | Torycombe | Primary | 11 | -4.0258 | 50.4324 | System Transformation | Headroom (MW) | Thermal | 7.43 | 7.41 | 7.37 | 7.32 | 7.27 | 7.08 | 6.87 | 6.55 | 6.14 | 5.66 | 5.02 | 4.28 | 3.5 | 1.04 | 0.25 | 0.35 | -1.21 | -3.04
Abham / Exeter / Landulph 132kV | Plympton 33kV | Torycombe | Primary | 11 | -4.0258 | 50.4324 | WPD Best View | Headroom (MW) | Thermal | 7.43 | 7.41 | 7.37 | 7.31 | 7.25 | 7.03 | 6.8 | 6.43 | 5.97 | 5.45 | 4.75 | 3.95 | 3.12 | 0.63 | -0.2 | -0.19 | -1.75 | -3.59
Abham / Exeter / Landulph 132kV | Sowton 33kV | Clyst Honiton | Primary | 11 | -3.4336 | 50.7289 | Consumer Transformation | Headroom (MW) | Thermal | 5.745 | 5.905 | 7.415 | 8.845 | 9.765 | 9.855 | 9.875 | 9.695 | 9.295 | 8.855 | 8.145 | 7.295 | 6.475 | 5.665 | 6.335 | 2.875 | -1.475 | -8.655
Abham / Exeter / Landulph 132kV | Sowton 33kV | Clyst Honiton | Primary | 11 | -3.4336 | 50.7289 | Leading the Way | Headroom (MW) | Thermal | 5.745 | 5.925 | 7.615 | 9.455 | 10.575 | 10.735 | 10.655 | 10.285 | 9.665 | 9.045 | 8.175 | 7.275 | 6.495 | 5.495 | 4.695 | 0.985 | -7.825 | -13.645
Abham / Exeter / Landulph 132kV | Sowton 33kV | Clyst Honiton | Primary | 11 | -3.4336 | 50.7289 | Steady Progression | Headroom (MW) | N/A | 5.745 | 5.925 | 7.305 | 8.635 | 9.645 | 10.145 | 10.455 | 10.785 | 11.065 | 11.305 | 11.465 | 11.615 | 11.695 | 11.565 | 11.285 | 10.875 | 9.845 | 8.555
Abham / Exeter / Landulph 132kV | Sowton 33kV | Clyst Honiton | Primary | 11 | -3.4336 | 50.7289 | System Transformation | Headroom (MW) | N/A | 5.745 | 5.935 | 7.475 | 8.975 | 10.025 | 10.535 | 10.975 | 11.095 | 10.905 | 10.885 | 10.525 | 10.035 | 9.545 | 9.075 | 8.545 | 9.015 | 4.235 | 0.775
Abham / Exeter / Landulph 132kV | Sowton 33kV | Clyst Honiton | Primary | 11 | -3.4336 | 50.7289 | WPD Best View | Headroom (MW) | N/A | 5.745 | 5.935 | 7.475 | 8.975 | 10.025 | 10.545 | 10.975 | 11.105 | 10.915 | 10.905 | 10.535 | 10.045 | 9.555 | 9.095 | 8.565 | 9.035 | 4.255 | 0.795
Abham / Exeter / Landulph 132kV | Sowton 33kV | Countess Wear | Primary | 11 | -3.4935 | 50.7014 | Consumer Transformation | Headroom (MW) | N/A | 13.35 | 13.27 | 13.21 | 13.12 | 12.91 | 12.76 | 12.62 | 12.5 | 12.38 | 12.27 | 12.15 | 12.04 | 11.92 | 11.79 | 11.67 | 10.76 | 9.6 | 8.36
Abham / Exeter / Landulph 132kV | Sowton 33kV | Countess Wear | Primary | 11 | -3.4935 | 50.7014 | Leading the Way | Headroom (MW) | N/A | 13.35 | 13.27 | 13.2 | 13.11 | 12.87 | 12.71 | 12.56 | 12.44 | 12.33 | 12.23 | 12.1 | 11.97 | 11.83 | 11.68 | 11.52 | 10.48 | 9.2 | 7.57
Abham / Exeter / Landulph 132kV | Sowton 33kV | Countess Wear | Primary | 11 | -3.4935 | 50.7014 | Steady Progression | Headroom (MW) | N/A | 13.35 | 13.31 | 13.28 | 13.25 | 13.21 | 13.16 | 13.13 | 13.11 | 13.08 | 13.06 | 13.04 | 13.02 | 13.01 | 13 | 12.99 | 12.92 | 12.72 | 12.4
Abham / Exeter / Landulph 132kV | Sowton 33kV | Countess Wear | Primary | 11 | -3.4935 | 50.7014 | System Transformation | Headroom (MW) | N/A | 13.35 | 13.29 | 13.25 | 13.2 | 13.1 | 13.02 | 12.95 | 12.89 | 12.83 | 12.78 | 12.72 | 12.66 | 12.61 | 12.56 | 12.51 | 12.2 | 11.6 | 11.04
Abham / Exeter / Landulph 132kV | Sowton 33kV | Countess Wear | Primary | 11 | -3.4935 | 50.7014 | WPD Best View | Headroom (MW) | N/A | 13.35 | 13.3 | 13.28 | 13.25 | 13.2 | 13.15 | 13.12 | 13.09 | 13.06 | 13.04 | 13.01 | 12.99 | 12.98 | 12.97 | 12.96 | 12.87 | 12.66 | 12.33
Abham / Exeter / Landulph 132kV | Sowton 33kV | Exeter Science Park | Primary | 11 | -3.4607 | 50.7352 | Consumer Transformation | Headroom (MW) | N/A | 7.09 | 7.08 | 7.05 | 7.26 | 7.27 | 7.26 | 7.23 | 7.21 | 7.19 | 7.16 | 7.13 | 7.09 | 7.05 | 7.01 | 6.98 | 6.87 | 7.01 | 8.83
Abham / Exeter / Landulph 132kV | Sowton 33kV | Exeter Science Park | Primary | 11 | -3.4607 | 50.7352 | Leading the Way | Headroom (MW) | N/A | 7.09 | 7.08 | 7.06 | 7.33 | 7.34 | 7.33 | 7.28 | 7.25 | 7.21 | 7.17 | 7.13 | 7.09 | 7.05 | 7.02 | 6.99 | 6.93 | 9.83 | 5.13
Abham / Exeter / Landulph 132kV | Sowton 33kV | Exeter Science Park | Primary | 11 | -3.4607 | 50.7352 | Steady Progression | Headroom (MW) | N/A | 7.09 | 7.07 | 7.05 | 7.23 | 7.25 | 7.24 | 7.23 | 7.22 | 7.21 | 7.2 | 7.19 | 7.19 | 7.16 | 7.14 | 7.12 | 7.01 | 6.92 | 6.83
Abham / Exeter / Landulph 132kV | Sowton 33kV | Exeter Science Park | Primary | 11 | -3.4607 | 50.7352 | System Transformation | Headroom (MW) | N/A | 7.09 | 7.08 | 7.06 | 7.27 | 7.28 | 7.27 | 7.25 | 7.24 | 7.22 | 7.2 | 7.17 | 7.14 | 7.11 | 7.08 | 7.05 | 6.95 | 9.66 | 6.5
Abham / Exeter / Landulph 132kV | Sowton 33kV | Exeter Science Park | Primary | 11 | -3.4607 | 50.7352 | WPD Best View | Headroom (MW) | N/A | 7.09 | 7.08 | 7.06 | 7.27 | 7.28 | 7.27 | 7.26 | 7.25 | 7.23 | 7.22 | 7.19 | 7.17 | 7.14 | 7.11 | 7.09 | 6.98 | 9.7 | 6.54
Abham / Exeter / Landulph 132kV | Sowton 33kV | Heavitree | Primary | 11 | -3.4904 | 50.7206 | Consumer Transformation | Headroom (MW) | Thermal | 9.97 | 9.97 | 9.88 | 9.74 | 9.38 | 9.15 | 8.89 | 8.61 | 8.36 | 8.1 | 7.84 | 7.58 | 7.31 | 7.03 | 6.72 | 4.61 | 1.73 | -1.42
Abham / Exeter / Landulph 132kV | Sowton 33kV | Heavitree | Primary | 11 | -3.4904 | 50.7206 | Leading the Way | Headroom (MW) | Thermal | 9.97 | 9.97 | 9.88 | 9.75 | 9.36 | 9.16 | 8.9 | 8.62 | 8.35 | 8.09 | 7.78 | 7.47 | 7.14 | 6.75 | 6.34 | 3.75 | 0.49 | -3.74
Abham / Exeter / Landulph 132kV | Sowton 33kV | Heavitree | Primary | 11 | -3.4904 | 50.7206 | Steady Progression | Headroom (MW) | N/A | 9.97 | 9.99 | 9.96 | 9.94 | 9.9 | 9.9 | 9.88 | 9.85 | 9.82 | 9.79 | 9.76 | 9.72 | 9.68 | 9.65 | 9.61 | 9.42 | 9.12 | 8.38
Abham / Exeter / Landulph 132kV | Sowton 33kV | Heavitree | Primary | 11 | -3.4904 | 50.7206 | System Transformation | Headroom (MW) | N/A | 9.97 | 9.98 | 9.94 | 9.91 | 9.81 | 9.76 | 9.64 | 9.5 | 9.38 | 9.24 | 9.11 | 8.99 | 8.87 | 8.75 | 8.64 | 7.91 | 6.44 | 5.04
Abham / Exeter / Landulph 132kV | Sowton 33kV | Heavitree | Primary | 11 | -3.4904 | 50.7206 | WPD Best View | Headroom (MW) | N/A | 9.97 | 9.99 | 9.96 | 9.94 | 9.9 | 9.9 | 9.88 | 9.85 | 9.82 | 9.79 | 9.76 | 9.72 | 9.68 | 9.65 | 9.61 | 9.42 | 9.12 | 8.38
Abham / Exeter / Landulph 132kV | Sowton 33kV | Hill Barton Primary | Primary | 11 | -3.4112 | 50.7122 | Consumer Transformation | Headroom (MW) | Thermal | -0.825 | -0.825 | -0.845 | -0.845 | -0.935 | -0.975 | -12.315 | -12.395 | -12.435 | -12.485 | -12.525 | -12.565 | -12.605 | -12.645 | -12.685 | -12.975 | -13.095 | -12.655
Abham / Exeter / Landulph 132kV | Sowton 33kV | Hill Barton Primary | Primary | 11 | -3.4112 | 50.7122 | Leading the Way | Headroom (MW) | Thermal | -0.825 | -0.835 | -0.855 | -0.845 | -0.985 | -1.025 | -12.305 | -12.355 | -12.395 | -12.445 | -12.485 | -12.535 | -12.575 | -12.615 | -12.655 | -12.815 | -12.485 | -12.295
Abham / Exeter / Landulph 132kV | Sowton 33kV | Hill Barton Primary | Primary | 11 | -3.4112 | 50.7122 | Steady Progression | Headroom (MW) | Thermal | -0.825 | -0.825 | -0.835 | -0.835 | -0.875 | -12.165 | -12.225 | -12.305 | -12.375 | -12.455 | -12.525 | -12.575 | -12.615 | -12.645 | -12.665 | -12.745 | -12.825 | -12.895
Abham / Exeter / Landulph 132kV | Sowton 33kV | Hill Barton Primary | Primary | 11 | -3.4112 | 50.7122 | System Transformation | Headroom (MW) | Thermal | -0.825 | -0.825 | -0.845 | -0.845 | -0.905 | -0.925 | -12.245 | -12.315 | -12.375 | -12.425 | -12.445 | -12.475 | -12.495 | -12.525 | -12.545 | -12.675 | -12.665 | -12.705
Abham / Exeter / Landulph 132kV | Sowton 33kV | Hill Barton Primary | Primary | 11 | -3.4112 | 50.7122 | WPD Best View | Headroom (MW) | Thermal | -0.825 | -0.825 | -0.845 | -0.845 | -0.905 | -0.925 | -12.245 | -12.315 | -12.375 | -12.425 | -12.445 | -12.475 | -12.495 | -12.525 | -12.545 | -12.675 | -12.665 | -12.705
Abham / Exeter / Landulph 132kV | Sowton 33kV | Pinhoe | Primary | 11 | -3.4792 | 50.7383 | Consumer Transformation | Headroom (MW) | Thermal | 11.69 | 11.56 | 11.4 | 11.14 | 10.6 | 10.15 | 9.74 | 9.36 | 8.98 | 8.62 | 8.26 | 7.9 | 7.53 | 7.14 | 6.75 | 4.02 | 0.34 | -3.69
Abham / Exeter / Landulph 132kV | Sowton 33kV | Pinhoe | Primary | 11 | -3.4792 | 50.7383 | Leading the Way | Headroom (MW) | Thermal | 11.69 | 11.54 | 11.38 | 11.11 | 10.51 | 10.04 | 9.62 | 9.25 | 8.87 | 8.5 | 8.09 | 7.68 | 7.25 | 6.77 | 6.26 | 2.98 | -1.18 | -6.6
Abham / Exeter / Landulph 132kV | Sowton 33kV | Pinhoe | Primary | 11 | -3.4792 | 50.7383 | Steady Progression | Headroom (MW) | N/A | 11.69 | 11.67 | 11.65 | 11.58 | 11.5 | 11.42 | 11.34 | 11.27 | 11.19 | 11.11 | 11.03 | 10.96 | 10.9 | 10.85 | 10.81 | 10.7 | 10.25 | 9.42
Abham / Exeter / Landulph 132kV | Sowton 33kV | Pinhoe | Primary | 11 | -3.4792 | 50.7383 | System Transformation | Headroom (MW) | N/A | 11.69 | 11.62 | 11.55 | 11.4 | 11.17 | 10.97 | 10.76 | 10.57 | 10.37 | 10.18 | 10 | 9.82 | 9.66 | 9.51 | 9.37 | 8.51 | 6.71 | 4.99
Abham / Exeter / Landulph 132kV | Sowton 33kV | Pinhoe | Primary | 11 | -3.4792 | 50.7383 | WPD Best View | Headroom (MW) | N/A | 11.69 | 11.66 | 11.65 | 11.58 | 11.49 | 11.39 | 11.3 | 11.22 | 11.13 | 11.04 | 10.95 | 10.87 | 10.81 | 10.75 | 10.7 | 10.58 | 10.13 | 9.27
Abham / Exeter / Landulph 132kV | Sowton 33kV | Sowton | Primary | 11 | -3.4648 | 50.7266 | Consumer Transformation | Headroom (MW) | N/A | 11.885 | 11.885 | 11.825 | 11.775 | 11.685 | 11.625 | 11.675 | 11.695 | 11.665 | 11.625 | 11.585 | 11.545 | 11.505 | 11.465 | 11.435 | 11.175 | 10.625 | 9.895
Abham / Exeter / Landulph 132kV | Sowton 33kV | Sowton | Primary | 11 | -3.4648 | 50.7266 | Leading the Way | Headroom (MW) | N/A | 11.885 | 11.875 | 11.825 | 11.775 | 11.655 | 11.585 | 11.685 | 11.745 | 11.705 | 11.655 | 11.615 | 11.565 | 11.515 | 11.465 | 11.425 | 11.125 | 10.485 | 9.635
Abham / Exeter / Landulph 132kV | Sowton 33kV | Sowton | Primary | 11 | -3.4648 | 50.7266 | Steady Progression | Headroom (MW) | N/A | 11.885 | 11.885 | 11.845 | 11.795 | 11.735 | 11.685 | 11.695 | 11.705 | 11.685 | 11.655 | 11.635 | 11.605 | 11.585 | 11.555 | 11.525 | 11.395 | 11.165 | 10.925
Abham / Exeter / Landulph 132kV | Sowton 33kV | Sowton | Primary | 11 | -3.4648 | 50.7266 | System Transformation | Headroom (MW) | N/A | 11.885 | 11.885 | 11.835 | 11.785 | 11.715 | 11.655 | 11.715 | 11.745 | 11.715 | 11.685 | 11.655 | 11.625 | 11.595 | 11.555 | 11.525 | 11.375 | 11.095 | 10.865
Abham / Exeter / Landulph 132kV | Sowton 33kV | Sowton | Primary | 11 | -3.4648 | 50.7266 | WPD Best View | Headroom (MW) | N/A | 11.885 | 11.885 | 11.845 | 11.795 | 11.735 | 11.685 | 11.695 | 11.705 | 11.685 | 11.655 | 11.635 | 11.605 | 11.585 | 11.555 | 11.525 | 11.395 | 11.165 | 10.925
Abham / Exeter / Landulph 132kV | Sowton 33kV | Sowton B | Primary | 11 | -3.465 | 50.7264 | Consumer Transformation | Headroom (MW) | Thermal | -9.615 | -9.615 | -9.635 | -9.665 | -9.685 | -9.705 | -9.725 | -9.735 | -9.755 | -9.775 | -9.795 | -9.815 | -9.835 | -9.845 | -9.865 | 9.475 | 9.395 | 9.325
Abham / Exeter / Landulph 132kV | Sowton 33kV | Sowton B | Primary | 11 | -3.465 | 50.7264 | Leading the Way | Headroom (MW) | Thermal | -9.615 | -9.615 | -9.635 | -9.665 | -9.685 | -9.705 | -9.725 | -9.735 | -9.755 | -9.775 | -9.795 | -9.815 | -9.835 | -9.845 | 9.545 | 9.465 | 9.395 | 9.325
Abham / Exeter / Landulph 132kV | Sowton 33kV | Sowton B | Primary | 11 | -3.465 | 50.7264 | Steady Progression | Headroom (MW) | Thermal | -9.615 | -9.615 | -9.635 | -9.665 | -9.685 | -9.705 | -9.725 | -9.745 | -9.765 | -9.785 | -9.795 | -9.815 | -9.835 | -9.855 | -9.865 | -9.945 | 9.455 | 9.385
Abham / Exeter / Landulph 132kV | Sowton 33kV | Sowton B | Primary | 11 | -3.465 | 50.7264 | System Transformation | Headroom (MW) | Thermal | -9.615 | -9.615 | -9.635 | -9.665 | -9.685 | -9.705 | -9.725 | -9.735 | -9.755 | -9.775 | -9.795 | -9.815 | -9.835 | -9.845 | -9.865 | 9.505 | 9.425 | 9.365
Abham / Exeter / Landulph 132kV | Sowton 33kV | Sowton B | Primary | 11 | -3.465 | 50.7264 | WPD Best View | Headroom (MW) | Thermal | -9.615 | -9.615 | -9.635 | -9.665 | -9.685 | -9.705 | -9.725 | -9.745 | -9.765 | -9.785 | -9.795 | -9.815 | -9.835 | -9.855 | -9.865 | -9.945 | 9.455 | 9.385
Abham / Exeter / Landulph 132kV | Sowton 33kV | Topsham | Primary | 11 | -3.4648 | 50.6845 | Consumer Transformation | Headroom (MW) | Thermal | 3.45 | 3.44 | 3.4 | 3.33 | 3.09 | 2.89 | 2.63 | 2.32 | 2 | 1.67 | 1.34 | 1.03 | 0.72 | 0.39 | -0.02 | -1.36 | -2.78 | -4.33
Abham / Exeter / Landulph 132kV | Sowton 33kV | Topsham | Primary | 11 | -3.4648 | 50.6845 | Leading the Way | Headroom (MW) | Thermal | 3.45 | 3.44 | 3.4 | 3.32 | 3.06 | 2.85 | 2.58 | 2.28 | 1.97 | 1.62 | 1.24 | 0.89 | 0.52 | 0.19 | -0.18 | -1.77 | -3.66 | -5.92
Abham / Exeter / Landulph 132kV | Sowton 33kV | Topsham | Primary | 11 | -3.4648 | 50.6845 | Steady Progression | Headroom (MW) | N/A | 3.45 | 3.45 | 3.44 | 3.43 | 3.41 | 3.39 | 3.35 | 3.32 | 3.27 | 3.23 | 3.18 | 3.16 | 3.14 | 3.13 | 3.12 | 3.03 | 2.84 | 2.55
Abham / Exeter / Landulph 132kV | Sowton 33kV | Topsham | Primary | 11 | -3.4648 | 50.6845 | System Transformation | Headroom (MW) | N/A | 3.45 | 3.45 | 3.43 | 3.41 | 3.3 | 3.2 | 3.07 | 2.91 | 2.75 | 2.58 | 2.41 | 2.28 | 2.18 | 2.07 | 1.87 | 1.5 | 0.86 | 0.24
Abham / Exeter / Landulph 132kV | Sowton 33kV | Topsham | Primary | 11 | -3.4648 | 50.6845 | WPD Best View | Headroom (MW) | Thermal | 3.45 | 3.45 | 3.44 | 3.43 | 3.35 | 3.27 | 3.12 | 2.91 | 2.68 | 2.44 | 2.2 | 1.98 | 1.77 | 1.55 | 1.25 | 0.74 | 0.24 | -0.33
Abham / Exeter / Landulph 132kV | St Germans 33kV | Lanreath | Primary | 11 | -4.5851 | 50.3784 | Consumer Transformation | Headroom (MW) | Thermal | 2.265 | 2.245 | 2.205 | 2.155 | 2.045 | 1.675 | 1.345 | 0.795 | 0.145 | -0.625 | -1.595 | -2.705 | -3.885 | -4.935 | -6.235 | -9.055 | -12.135 | -15.375
Abham / Exeter / Landulph 132kV | St Germans 33kV | Lanreath | Primary | 11 | -4.5851 | 50.3784 | Leading the Way | Headroom (MW) | Thermal | 2.265 | 2.245 | 2.205 | 2.155 | 2.025 | 1.915 | 1.805 | 1.085 | 0.355 | -0.365 | -1.065 | -1.895 | -3.595 | -5.175 | -6.805 | -10.545 | -14.335 | -15.615
Abham / Exeter / Landulph 132kV | St Germans 33kV | Lanreath | Primary | 11 | -4.5851 | 50.3784 | Steady Progression | Headroom (MW) | Thermal | 2.265 | 2.265 | 2.245 | 2.225 | 2.205 | 2.185 | 2.165 | 2.025 | 1.895 | 1.715 | 1.495 | 1.215 | 0.575 | -0.045 | -0.865 | -1.955 | -3.045 | -4.185
Abham / Exeter / Landulph 132kV | St Germans 33kV | Lanreath | Primary | 11 | -4.5851 | 50.3784 | System Transformation | Headroom (MW) | Thermal | 2.265 | 2.255 | 2.225 | 2.205 | 2.155 | 1.865 | 1.585 | 1.085 | 0.445 | -0.285 | -1.205 | -2.265 | -3.395 | -4.395 | -5.645 | -7.725 | -10.215 | -13.015
Abham / Exeter / Landulph 132kV | St Germans 33kV | Lanreath | Primary | 11 | -4.5851 | 50.3784 | WPD Best View | Headroom (MW) | Thermal | 2.265 | 2.245 | 2.205 | 2.155 | 2.025 | 1.915 | 1.805 | 1.085 | 0.355 | -0.365 | -1.065 | -1.895 | -3.595 | -5.175 | -6.805 | -10.545 | -14.335 | -15.615
Abham / Exeter / Landulph 132kV | St Germans 33kV | Liskeard | Primary | 11 | -4.4519 | 50.4486 | Consumer Transformation | Headroom (MW) | Thermal | 5.995 | 5.885 | 5.795 | 5.615 | 4.975 | 3.715 | 2.585 | 0.865 | -1.135 | -3.425 | -6.255 | -9.445 | -12.835 | -15.895 | -19.615 | -28.725 | -37.895 | -48.785
Abham / Exeter / Landulph 132kV | St Germans 33kV | Liskeard | Primary | 11 | -4.4519 | 50.4486 | Leading the Way | Headroom (MW) | Thermal | 5.995 | 5.865 | 5.775 | 5.605 | 4.875 | 4.275 | 3.695 | 1.495 | -0.695 | -2.875 | -5.015 | -7.475 | -12.295 | -16.785 | -21.475 | -33.155 | -44.485 | -50.865
Abham / Exeter / Landulph 132kV | St Germans 33kV | Liskeard | Primary | 11 | -4.4519 | 50.4486 | Steady Progression | Headroom (MW) | Thermal | 5.995 | 5.995 | 6.035 | 6.035 | 5.965 | 5.875 | 5.785 | 5.385 | 4.995 | 4.485 | 3.835 | 3.055 | 1.295 | -0.405 | -2.655 | -5.635 | -8.775 | -12.275
Abham / Exeter / Landulph 132kV | St Germans 33kV | Liskeard | Primary | 11 | -4.4519 | 50.4486 | System Transformation | Headroom (MW) | Thermal | 5.995 | 5.955 | 5.945 | 5.885 | 5.625 | 4.745 | 3.865 | 2.395 | 0.565 | -1.515 | -4.115 | -7.095 | -10.245 | -13.035 | -16.465 | -22.475 | -29.545 | -37.985
Abham / Exeter / Landulph 132kV | St Germans 33kV | Liskeard | Primary | 11 | -4.4519 | 50.4486 | WPD Best View | Headroom (MW) | Thermal | 5.995 | 5.865 | 5.775 | 5.605 | 4.875 | 4.275 | 3.695 | 1.495 | -0.695 | -2.875 | -5.015 | -7.475 | -12.295 | -16.785 | -21.475 | -33.155 | -44.485 | -50.865
Abham / Exeter / Landulph 132kV | St Germans 33kV | Looe | Primary | 11 | -4.4823 | 50.3466 | Consumer Transformation | Headroom (MW) | Thermal | 6.44 | 6.36 | 6.25 | 6.11 | 5.64 | 5.15 | 4.69 | 4.16 | 3.6 | 3 | 2.31 | 1.58 | 0.82 | 0.1 | -0.73 | -3.6 | -6.9 | -10.57
Abham / Exeter / Landulph 132kV | St Germans 33kV | Looe | Primary | 11 | -4.4823 | 50.3466 | Leading the Way | Headroom (MW) | Thermal | 6.44 | 6.35 | 6.23 | 6.08 | 5.56 | 5.17 | 4.79 | 4.18 | 3.59 | 3 | 2.42 | 1.78 | 0.77 | -0.2 | -1.2 | -4.57 | -8.34 | -11.8
Abham / Exeter / Landulph 132kV | St Germans 33kV | Looe | Primary | 11 | -4.4823 | 50.3466 | Steady Progression | Headroom (MW) | N/A | 6.44 | 6.42 | 6.38 | 6.34 | 6.27 | 6.2 | 6.13 | 6.01 | 5.9 | 5.77 | 5.61 | 5.44 | 5.13 | 4.83 | 4.45 | 3.85 | 3.15 | 2.26
Abham / Exeter / Landulph 132kV | St Germans 33kV | Looe | Primary | 11 | -4.4823 | 50.3466 | System Transformation | Headroom (MW) | Thermal | 6.44 | 6.39 | 6.33 | 6.25 | 6.05 | 5.79 | 5.51 | 5.14 | 4.73 | 4.29 | 3.76 | 3.19 | 2.6 | 2.07 | 1.45 | 0.07 | -1.88 | -4
Abham / Exeter / Landulph 132kV | St Germans 33kV | Looe | Primary | 11 | -4.4823 | 50.3466 | WPD Best View | Headroom (MW) | Thermal | 6.44 | 6.35 | 6.23 | 6.08 | 5.56 | 5.17 | 4.79 | 4.18 | 3.59 | 3 | 2.42 | 1.78 | 0.77 | -0.2 | -1.2 | -4.57 | -8.34 | -11.8
Abham / Exeter / Landulph 132kV | St Germans 33kV | Pensilva | Primary | 11 | -4.4122 | 50.5075 | Consumer Transformation | Headroom (MW) | Thermal | 1.945 | 1.895 | 1.825 | 1.735 | 1.525 | 1.355 | 1.205 | 1.045 | 0.905 | 0.765 | 0.625 | 0.495 | 0.355 | 0.225 | 0.085 | -1.255 | -2.375 | -3.585
Abham / Exeter / Landulph 132kV | St Germans 33kV | Pensilva | Primary | 11 | -4.4122 | 50.5075 | Leading the Way | Headroom (MW) | Thermal | 1.945 | 1.885 | 1.815 | 1.725 | 1.485 | 1.315 | 1.145 | 0.995 | 0.845 | 0.705 | 0.565 | 0.415 | 0.275 | 0.115 | -0.055 | -1.465 | -2.685 | -4.275
Abham / Exeter / Landulph 132kV | St Germans 33kV | Pensilva | Primary | 11 | -4.4122 | 50.5075 | Steady Progression | Headroom (MW) | N/A | 1.945 | 1.935 | 1.905 | 1.885 | 1.845 | 1.815 | 1.775 | 1.735 | 1.705 | 1.665 | 1.625 | 1.595 | 1.565 | 1.535 | 1.515 | 1.445 | 1.315 | 1.075
Abham / Exeter / Landulph 132kV | St Germans 33kV | Pensilva | Primary | 11 | -4.4122 | 50.5075 | System Transformation | Headroom (MW) | Thermal | 1.945 | 1.915 | 1.875 | 1.825 | 1.735 | 1.655 | 1.565 | 1.485 | 1.405 | 1.335 | 1.265 | 1.195 | 1.135 | 1.085 | 1.035 | 0.545 | 0.015 | -0.465
Abham / Exeter / Landulph 132kV | St Germans 33kV | Pensilva | Primary | 11 | -4.4122 | 50.5075 | WPD Best View | Headroom (MW) | Thermal | 1.945 | 1.885 | 1.815 | 1.725 | 1.485 | 1.315 | 1.145 | 0.995 | 0.845 | 0.705 | 0.565 | 0.415 | 0.275 | 0.115 | -0.055 | -1.465 | -2.685 | -4.275
Abham / Exeter / Landulph 132kV | St Germans 33kV | St Neot | Primary | 11 | -4.551 | 50.4775 | Consumer Transformation | Headroom (MW) | Thermal | 2.345 | 2.305 | 2.255 | 2.175 | 1.975 | 1.655 | 1.365 | 0.935 | 0.445 | -0.105 | -0.785 | -1.535 | -2.335 | -3.065 | -3.945 | -6.115 | -8.405 | -11.095
Abham / Exeter / Landulph 132kV | St Germans 33kV | St Neot | Primary | 11 | -4.551 | 50.4775 | Leading the Way | Headroom (MW) | Thermal | 2.345 | 2.295 | 2.245 | 2.165 | 1.945 | 1.775 | 1.615 | 1.075 | 0.545 | 0.025 | -0.485 | -1.075 | -2.215 | -3.275 | -4.385 | -7.145 | -9.935 | -11.625
Abham / Exeter / Landulph 132kV | St Germans 33kV | St Neot | Primary | 11 | -4.551 | 50.4775 | Steady Progression | Headroom (MW) | Thermal | 2.345 | 2.335 | 2.325 | 2.305 | 2.275 | 2.245 | 2.215 | 2.105 | 2.005 | 1.875 | 1.715 | 1.525 | 1.115 | 0.715 | 0.185 | -0.515 | -1.265 | -2.105
Abham / Exeter / Landulph 132kV | St Germans 33kV | St Neot | Primary | 11 | -4.551 | 50.4775 | System Transformation | Headroom (MW) | Thermal | 2.345 | 2.325 | 2.295 | 2.255 | 2.175 | 1.955 | 1.735 | 1.375 | 0.935 | 0.445 | -0.175 | -0.875 | -1.605 | -2.255 | -3.055 | -4.445 | -6.145 | -8.155
Abham / Exeter / Landulph 132kV | St Germans 33kV | St Neot | Primary | 11 | -4.551 | 50.4775 | WPD Best View | Headroom (MW) | Thermal | 2.345 | 2.295 | 2.245 | 2.165 | 1.945 | 1.775 | 1.615 | 1.075 | 0.545 | 0.025 | -0.485 | -1.075 | -2.215 | -3.275 | -4.385 | -7.145 | -9.935 | -11.625
Abham / Exeter / Landulph 132kV | St Germans 33kV | Torpoint Antony | Primary | 11 | -4.2587 | 50.3659 | Consumer Transformation | Headroom (MW) | Thermal | 0.54 | 0.47 | 0.37 | 0.24 | -0.09 | -0.35 | -0.59 | -0.83 | -1.06 | -1.28 | -1.48 | -1.68 | -1.88 | -2.08 | -2.28 | -5.05 | -6.73 | -8.51
Abham / Exeter / Landulph 132kV | St Germans 33kV | Torpoint Antony | Primary | 11 | -4.2587 | 50.3659 | Leading the Way | Headroom (MW) | Thermal | 0.54 | 0.46 | 0.35 | 0.22 | -0.15 | -0.42 | -0.69 | -0.94 | -1.19 | -1.41 | -1.63 | -1.84 | -2.06 | -2.28 | -2.53 | -6.63 | -8.45 | -10.75
Abham / Exeter / Landulph 132kV | St Germans 33kV | Torpoint Antony | Primary | 11 | -4.2587 | 50.3659 | Steady Progression | Headroom (MW) | Thermal | 0.54 | 0.52 | 0.48 | 0.44 | 0.38 | 0.32 | 0.27 | 0.21 | 0.15 | 0.1 | 0.04 | 0 | -0.05 | -0.09 | -0.12 | -0.21 | -0.39 | -0.75
Abham / Exeter / Landulph 132kV | St Germans 33kV | Torpoint Antony | Primary | 11 | -4.2587 | 50.3659 | System Transformation | Headroom (MW) | Thermal | 0.54 | 0.5 | 0.43 | 0.36 | 0.21 | 0.09 | -0.05 | -0.18 | -0.31 | -0.42 | -0.53 | -0.64 | -0.73 | -0.81 | -0.89 | -2.6 | -3.37 | -4.11
Abham / Exeter / Landulph 132kV | St Germans 33kV | Torpoint Antony | Primary | 11 | -4.2587 | 50.3659 | WPD Best View | Headroom (MW) | Thermal | 0.54 | 0.46 | 0.35 | 0.22 | -0.15 | -0.42 | -0.69 | -0.94 | -1.19 | -1.41 | -1.63 | -1.84 | -2.06 | -2.28 | -2.53 | -6.63 | -8.45 | -10.75
Abham / Exeter / Landulph 132kV | Tiverton 33kV | Bridge Mills | Primary | 11 | -3.4541 | 50.8015 | Consumer Transformation | Headroom (MW) | Thermal | 6.31 | 6.21 | 6.1 | 5.98 | 5.7 | 5.2 | 4.18 | 2.42 | 0.89 | -0.68 | -2.52 | -4.47 | -6.46 | -8.39 | -10.64 | -17.51 | -25.94 | -35.19
Abham / Exeter / Landulph 132kV | Tiverton 33kV | Bridge Mills | Primary | 11 | -3.4541 | 50.8015 | Leading the Way | Headroom (MW) | Thermal | 6.31 | 6.2 | 6.1 | 5.98 | 5.68 | 5.45 | 4.58 | 3.24 | 2.04 | 0.64 | -0.7 | -2.13 | -4.53 | -6.85 | -9.31 | -16.24 | -24.35 | -30.53
Abham / Exeter / Landulph 132kV | Tiverton 33kV | Bridge Mills | Primary | 11 | -3.4541 | 50.8015 | Steady Progression | Headroom (MW) | Thermal | 6.31 | 6.25 | 6.21 | 6.17 | 6.12 | 6.07 | 6.02 | 5.86 | 5.6 | 4.8 | 4.44 | 4 | 3.13 | 2.36 | 1.41 | 0.06 | -1.43 | -3.03
Abham / Exeter / Landulph 132kV | Tiverton 33kV | Bridge Mills | Primary | 11 | -3.4541 | 50.8015 | System Transformation | Headroom (MW) | Thermal | 6.31 | 6.23 | 6.17 | 6.1 | 5.99 | 5.65 | 5.31 | 4.74 | 3.54 | 2.54 | 1.26 | -0.12 | -1.55 | -2.77 | -4.25 | -7.02 | -10.85 | -15.32
Abham / Exeter / Landulph 132kV | Tiverton 33kV | Bridge Mills | Primary | 11 | -3.4541 | 50.8015 | WPD Best View | Headroom (MW) | Thermal | 6.31 | 6.23 | 6.17 | 6.1 | 5.99 | 5.65 | 5.31 | 4.74 | 3.54 | 2.54 | 1.26 | -0.12 | -1.55 | -2.77 | -4.25 | -7.02 | -10.85 | -15.32
Abham / Exeter / Landulph 132kV | Tiverton 33kV | Burlescombe | Primary | 11 | -3.3271 | 50.9469 | Consumer Transformation | Headroom (MW) | Thermal | 2.465 | 2.435 | 2.405 | 2.355 | 2.255 | 1.875 | 1.555 | 0.985 | 0.295 | -0.525 | -1.655 | -2.965 | -4.365 | -5.605 | -7.135 | -10.005 | -13.035 | -16.755
Abham / Exeter / Landulph 132kV | Tiverton 33kV | Burlescombe | Primary | 11 | -3.3271 | 50.9469 | Leading the Way | Headroom (MW) | Thermal | 2.465 | 2.435 | 2.395 | 2.355 | 2.225 | 2.125 | 2.025 | 1.265 | 0.505 | -0.265 | -1.085 | -2.045 | -4.075 | -5.945 | -7.885 | -12.125 | -16.025 | -17.115
Abham / Exeter / Landulph 132kV | Tiverton 33kV | Burlescombe | Primary | 11 | -3.3271 | 50.9469 | Steady Progression | Headroom (MW) | Thermal | 2.465 | 2.455 | 2.435 | 2.415 | 2.385 | 2.355 | 2.335 | 2.185 | 2.045 | 1.855 | 1.585 | 1.245 | 0.475 | -0.285 | -1.285 | -2.605 | -4.005 | -5.405
Abham / Exeter / Landulph 132kV | Tiverton 33kV | Burlescombe | Primary | 11 | -3.3271 | 50.9469 | System Transformation | Headroom (MW) | Thermal | 2.465 | 2.445 | 2.425 | 2.395 | 2.335 | 2.035 | 1.735 | 1.195 | 0.515 | -0.265 | -1.375 | -2.655 | -4.015 | -5.225 | -6.725 | -9.195 | -11.935 | -15.355
Abham / Exeter / Landulph 132kV | Tiverton 33kV | Burlescombe | Primary | 11 | -3.3271 | 50.9469 | WPD Best View | Headroom (MW) | Thermal | 2.465 | 2.445 | 2.425 | 2.395 | 2.335 | 2.035 | 1.735 | 1.195 | 0.515 | -0.265 | -1.375 | -2.655 | -4.015 | -5.225 | -6.725 | -9.195 | -11.935 | -15.355
Abham / Exeter / Landulph 132kV | Tiverton 33kV | Cullompton | Primary | 11 | -3.4035 | 50.8588 | Consumer Transformation | Headroom (MW) | Thermal | 7.555 | 7.475 | 7.345 | 7.175 | 6.775 | 6.355 | 6.105 | 5.505 | 4.865 | 4.185 | 3.225 | 2.195 | 1.155 | 0.115 | -1.055 | -5.575 | -10.435 | -15.625
Abham / Exeter / Landulph 132kV | Tiverton 33kV | Cullompton | Primary | 11 | -3.4035 | 50.8588 | Leading the Way | Headroom (MW) | Thermal | 7.555 | 7.455 | 7.325 | 7.145 | 6.685 | 6.325 | 6.235 | 5.585 | 4.925 | 4.205 | 3.345 | -2.785 | -4.055 | -5.295 | -6.585 | -11.455 | -16.325 | -20.865
Abham / Exeter / Landulph 132kV | Tiverton 33kV | Cullompton | Primary | 11 | -3.4035 | 50.8588 | Steady Progression | Headroom (MW) | N/A | 7.555 | 7.535 | 7.495 | 7.455 | 7.395 | 7.345 | 7.435 | 7.365 | 7.275 | 7.135 | 6.975 | 6.785 | 6.435 | 6.115 | 5.705 | 5.015 | 4.215 | 3.205
Abham / Exeter / Landulph 132kV | Tiverton 33kV | Cullompton | Primary | 11 | -3.4035 | 50.8588 | System Transformation | Headroom (MW) | Thermal | 7.555 | 7.505 | 7.435 | 7.345 | 7.155 | 6.925 | 6.905 | 6.575 | 6.135 | 5.675 | 5.035 | 4.325 | 3.615 | 2.955 | 2.195 | 0.055 | -2.265 | -4.735
Abham / Exeter / Landulph 132kV | Tiverton 33kV | Cullompton | Primary | 11 | -3.4035 | 50.8588 | WPD Best View | Headroom (MW) | Thermal | 7.555 | 7.505 | 7.435 | 7.345 | 7.155 | 6.925 | 6.905 | 6.575 | 6.135 | 5.675 | 5.035 | 4.325 | 3.615 | 2.955 | 2.195 | 0.055 | -2.265 | -4.735
Abham / Exeter / Landulph 132kV | Tiverton 33kV | Dunkeswell 33/11kv | Primary | 11 | -3.2163 | 50.8564 | Consumer Transformation | Headroom (MW) | Thermal | 0.885 | -4.785 | -4.825 | -4.865 | -5.055 | -5.165 | -5.315 | -5.485 | -5.645 | -5.785 | -6.005 | -6.225 | -6.435 | -6.655 | -6.885 | -8.925 | -10.825 | -12.775
Abham / Exeter / Landulph 132kV | Tiverton 33kV | Dunkeswell 33/11kv | Primary | 11 | -3.2163 | 50.8564 | Leading the Way | Headroom (MW) | Thermal | 0.885 | -4.795 | -4.835 | -4.885 | -5.125 | -5.245 | -5.405 | -5.555 | -5.695 | -5.845 | -6.045 | -6.225 | -6.415 | -6.625 | -6.855 | -9.295 | -10.985 | -12.865
Abham / Exeter / Landulph 132kV | Tiverton 33kV | Dunkeswell 33/11kv | Primary | 11 | -3.2163 | 50.8564 | Steady Progression | Headroom (MW) | Thermal | 0.885 | -4.765 | -4.775 | -4.785 | -4.825 | -4.845 | -4.875 | -4.895 | -4.925 | -4.985 | -5.035 | -5.075 | -5.125 | -5.165 | -5.195 | -5.285 | -5.425 | -5.625
Abham / Exeter / Landulph 132kV | Tiverton 33kV | Dunkeswell 33/11kv | Primary | 11 | -3.2163 | 50.8564 | System Transformation | Headroom (MW) | Thermal | 0.885 | -4.775 | -4.795 | -4.815 | -4.915 | -4.965 | -5.035 | -5.085 | -5.175 | -5.245 | -5.335 | -5.425 | -5.505 | -5.565 | -5.625 | -6.575 | -7.165 | -7.755
Abham / Exeter / Landulph 132kV | Tiverton 33kV | Dunkeswell 33/11kv | Primary | 11 | -3.2163 | 50.8564 | WPD Best View | Headroom (MW) | Thermal | 0.885 | -4.775 | -4.795 | -4.815 | -4.915 | -4.965 | -5.035 | -5.085 | -5.175 | -5.245 | -5.335 | -5.425 | -5.505 | -5.565 | -5.625 | -6.575 | -7.165 | -7.755
Abham / Exeter / Landulph 132kV | Tiverton 33kV | Hemyock | Primary | 11 | -3.2516 | 50.9186 | Consumer Transformation | Headroom (MW) | Thermal | -3.1265 | -3.1765 | -3.2465 | -3.3265 | -3.5065 | -3.6565 | -3.7965 | -3.9365 | -4.0665 | -4.1865 | -4.3065 | -4.4265 | -4.5365 | -4.6565 | -4.7765 | -5.8965 | -6.8565 | -7.7265
Abham / Exeter / Landulph 132kV | Tiverton 33kV | Hemyock | Primary | 11 | -3.2516 | 50.9186 | Leading the Way | Headroom (MW) | Thermal | -3.1265 | -3.1765 | -3.2565 | -3.3465 | -3.5465 | -3.6965 | -3.8465 | -3.9865 | -4.1265 | -4.2465 | -4.3765 | -4.4965 | -4.6265 | -4.7665 | -4.9165 | -6.4365 | -7.3865 | -8.7565
Abham / Exeter / Landulph 132kV | Tiverton 33kV | Hemyock | Primary | 11 | -3.2516 | 50.9186 | Steady Progression | Headroom (MW) | Thermal | -3.1265 | -3.1365 | -3.1665 | -3.1965 | -3.2265 | -3.2665 | -3.2965 | -3.3365 | -3.3665 | -3.3965 | -3.4365 | -3.4665 | -3.4865 | -3.5165 | -3.5365 | -3.5765 | -3.6965 | -3.9265
Abham / Exeter / Landulph 132kV | Tiverton 33kV | Hemyock | Primary | 11 | -3.2516 | 50.9186 | System Transformation | Headroom (MW) | Thermal | -3.1265 | -3.1565 | -3.1965 | -3.2465 | -3.3265 | -3.3965 | -3.4765 | -3.5565 | -3.6265 | -3.6865 | -3.7565 | -3.8165 | -3.8665 | -3.9065 | -3.9565 | -4.5165 | -4.9565 | -5.3765
Abham / Exeter / Landulph 132kV | Tiverton 33kV | Hemyock | Primary | 11 | -3.2516 | 50.9186 | WPD Best View | Headroom (MW) | Thermal | -3.1265 | -3.1565 | -3.1965 | -3.2465 | -3.3265 | -3.3965 | -3.4765 | -3.5565 | -3.6265 | -3.6865 | -3.7565 | -3.8165 | -3.8665 | -3.9065 | -3.9565 | -4.5165 | -4.9565 | -5.3765
Abham / Exeter / Landulph 132kV | Tiverton 33kV | Tiverton Junction | Primary | 11 | -3.3816 | 50.8962 | Consumer Transformation | Headroom (MW) | Thermal | 10.07 | 9.97 | 9.81 | 9.62 | 9.17 | 8.59 | 8.07 | 7.28 | 6.38 | 5.37 | 4.07 | 2.6 | 1.09 | -0.29 | -1.93 | -7.16 | -11.81 | -17.24
Abham / Exeter / Landulph 132kV | Tiverton 33kV | Tiverton Junction | Primary | 11 | -3.3816 | 50.8962 | Leading the Way | Headroom (MW) | Thermal | 10.07 | 9.95 | 9.78 | 9.58 | 9.08 | 8.75 | 8.45 | 7.46 | 6.47 | 5.47 | 4.44 | 3.25 | 1.13 | -0.86 | -2.92 | -10.43 | -16.06 | -19.7
Abham / Exeter / Landulph 132kV | Tiverton 33kV | Tiverton Junction | Primary | 11 | -3.3816 | 50.8962 | Steady Progression | Headroom (MW) | N/A | 10.07 | 10.05 | 9.98 | 9.91 | 9.81 | 9.74 | 9.68 | 9.49 | 9.3 | 9.07 | 8.76 | 8.39 | 7.63 | 6.89 | 5.93 | 4.59 | 3.07 | 1.33
Abham / Exeter / Landulph 132kV | Tiverton 33kV | Tiverton Junction | Primary | 11 | -3.3816 | 50.8962 | System Transformation | Headroom (MW) | Thermal | 10.07 | 10.02 | 9.91 | 9.79 | 9.58 | 9.19 | 8.82 | 8.18 | 7.41 | 6.54 | 5.38 | 4.07 | 2.69 | 1.48 | 0 | -3.75 | -7.18 | -11.17
Abham / Exeter / Landulph 132kV | Tiverton 33kV | Tiverton Junction | Primary | 11 | -3.3816 | 50.8962 | WPD Best View | Headroom (MW) | Thermal | 10.07 | 10.02 | 9.91 | 9.79 | 9.58 | 9.19 | 8.82 | 8.18 | 7.41 | 6.54 | 5.38 | 4.07 | 2.69 | 1.48 | 0 | -3.75 | -7.18 | -11.17
Abham / Exeter / Landulph 132kV | Tiverton 33kV | Tiverton Moorhayes | Primary | 11 | -3.4792 | 50.9163 | Consumer Transformation | Headroom (MW) | Thermal | 2.54 | 2.45 | 2.32 | 2.15 | 1.8 | 1.31 | 0.87 | 0.27 | -0.39 | -1.12 | -2.05 | -3.1 | -4.2 | -5.22 | -6.44 | -10.14 | -14.13 | -18.78
Abham / Exeter / Landulph 132kV | Tiverton 33kV | Tiverton Moorhayes | Primary | 11 | -3.4792 | 50.9163 | Leading the Way | Headroom (MW) | Thermal | 2.54 | 2.44 | 2.3 | 2.13 | 1.75 | 1.43 | 1.12 | 0.39 | -0.33 | -1.03 | -1.78 | -2.63 | -4.18 | -5.65 | -7.21 | -12.47 | -17.29 | -20.99
Abham / Exeter / Landulph 132kV | Tiverton 33kV | Tiverton Moorhayes | Primary | 11 | -3.4792 | 50.9163 | Steady Progression | Headroom (MW) | Thermal | 2.54 | 2.52 | 2.48 | 2.44 | 2.4 | 2.34 | 2.29 | 2.15 | 2.02 | 1.85 | 1.64 | 1.38 | 0.85 | 0.33 | -0.34 | -1.24 | -2.3 | -3.63
Abham / Exeter / Landulph 132kV | Tiverton 33kV | Tiverton Moorhayes | Primary | 11 | -3.4792 | 50.9163 | System Transformation | Headroom (MW) | Thermal | 2.54 | 2.49 | 2.41 | 2.33 | 2.19 | 1.88 | 1.57 | 1.11 | 0.55 | -0.06 | -0.88 | -1.81 | -2.79 | -3.65 | -4.71 | -7.1 | -9.83 | -12.96
Abham / Exeter / Landulph 132kV | Tiverton 33kV | Tiverton Moorhayes | Primary | 11 | -3.4792 | 50.9163 | WPD Best View | Headroom (MW) | Thermal | 2.54 | 2.49 | 2.41 | 2.33 | 2.19 | 1.88 | 1.57 | 1.11 | 0.55 | -0.06 | -0.88 | -1.81 | -2.79 | -3.65 | -4.71 | -7.1 | -9.83 | -12.96
Abham / Exeter / Landulph 132kV | Tiverton 33kV | Tiverton South | Primary | 11 | -3.4864 | 50.899 | Consumer Transformation | Headroom (MW) | Thermal | 10.265 | 10.165 | 10.005 | 9.805 | 9.325 | 8.935 | 8.645 | 8.295 | 7.935 | 7.615 | 7.295 | 6.985 | 6.665 | 6.335 | 5.995 | 3.815 | 1.085 | -1.755
Abham / Exeter / Landulph 132kV | Tiverton 33kV | Tiverton South | Primary | 11 | -3.4864 | 50.899 | Leading the Way | Headroom (MW) | Thermal | 10.265 | 10.145 | 9.975 | 9.775 | 9.215 | 8.815 | 8.555 | 8.215 | 7.855 | 7.545 | 7.215 | 6.875 | 6.545 | 6.185 | 5.805 | 3.425 | 0.485 | -3.255
Abham / Exeter / Landulph 132kV | Tiverton 33kV | Tiverton South | Primary | 11 | -3.4864 | 50.899 | Steady Progression | Headroom (MW) | N/A | 10.265 | 10.245 | 10.175 | 10.115 | 10.025 | 9.935 | 9.905 | 9.845 | 9.775 | 9.695 | 9.625 | 9.565 | 9.505 | 9.455 | 9.405 | 9.245 | 8.905 | 8.265
Abham / Exeter / Landulph 132kV | Tiverton 33kV | Tiverton South | Primary | 11 | -3.4864 | 50.899 | System Transformation | Headroom (MW) | N/A | 10.265 | 10.205 | 10.105 | 9.985 | 9.765 | 9.575 | 9.455 | 9.285 | 9.095 | 8.925 | 8.765 | 8.605 | 8.455 | 8.315 | 8.175 | 7.485 | 6.145 | 4.855
Abham / Exeter / Landulph 132kV | Tiverton 33kV | Tiverton South | Primary | 11 | -3.4864 | 50.899 | WPD Best View | Headroom (MW) | N/A | 10.265 | 10.205 | 10.105 | 9.985 | 9.765 | 9.575 | 9.455 | 9.285 | 9.095 | 8.925 | 8.765 | 8.605 | 8.455 | 8.315 | 8.175 | 7.485 | 6.145 | 4.855
Abham / Exeter / Landulph 132kV | Torquay 33kV | Barton. | Primary | 11 | -3.5364 | 50.4886 | Consumer Transformation | Headroom (MW) | Thermal | 12.08 | 12.03 | 11.94 | 11.71 | 11.21 | 10.79 | 10.39 | 10.01 | 9.64 | 9.3 | 8.97 | 8.64 | 8.31 | 7.95 | 7.57 | 4.96 | 1.41 | -2.46
Abham / Exeter / Landulph 132kV | Torquay 33kV | Barton. | Primary | 11 | -3.5364 | 50.4886 | Leading the Way | Headroom (MW) | Thermal | 12.08 | 12.02 | 11.92 | 11.68 | 11.14 | 10.7 | 10.28 | 9.89 | 9.52 | 9.16 | 8.79 | 8.41 | 8.01 | 7.57 | 7.08 | 3.94 | -0.08 | -5.27
Abham / Exeter / Landulph 132kV | Torquay 33kV | Barton. | Primary | 11 | -3.5364 | 50.4886 | Steady Progression | Headroom (MW) | N/A | 12.08 | 12.06 | 12.01 | 11.96 | 11.89 | 11.85 | 11.8 | 11.74 | 11.66 | 11.57 | 11.49 | 11.42 | 11.36 | 11.31 | 11.26 | 11.13 | 10.6 | 9.83
Abham / Exeter / Landulph 132kV | Torquay 33kV | Barton. | Primary | 11 | -3.5364 | 50.4886 | System Transformation | Headroom (MW) | N/A | 12.08 | 12.05 | 11.98 | 11.91 | 11.72 | 11.53 | 11.31 | 11.11 | 10.91 | 10.73 | 10.56 | 10.4 | 10.25 | 10.12 | 9.99 | 9.16 | 7.44 | 5.76
Abham / Exeter / Landulph 132kV | Torquay 33kV | Barton. | Primary | 11 | -3.5364 | 50.4886 | WPD Best View | Headroom (MW) | N/A | 12.08 | 12.05 | 11.98 | 11.91 | 11.71 | 11.51 | 11.28 | 11.08 | 10.88 | 10.69 | 10.51 | 10.35 | 10.2 | 10.06 | 9.92 | 9.07 | 7.31 | 5.6
Abham / Exeter / Landulph 132kV | Torquay 33kV | Lawes Bridge | Primary | 11 | -3.5519 | 50.4844 | Consumer Transformation | Headroom (MW) | Thermal | 17.39 | 17.29 | 17.03 | 16.89 | 16.38 | 15.83 | 15.29 | 14.78 | 14.28 | 13.82 | 13.34 | 12.86 | 12.37 | 11.86 | 11.33 | 7.94 | 3.49 | -1.35
Abham / Exeter / Landulph 132kV | Torquay 33kV | Lawes Bridge | Primary | 11 | -3.5519 | 50.4844 | Leading the Way | Headroom (MW) | Thermal | 17.39 | 17.28 | 17.01 | 16.9 | 16.37 | 15.8 | 15.22 | 14.67 | 14.13 | 13.64 | 13.1 | 12.56 | 12 | 11.41 | 10.76 | 6.79 | 1.82 | -4.63
Abham / Exeter / Landulph 132kV | Torquay 33kV | Lawes Bridge | Primary | 11 | -3.5519 | 50.4844 | Steady Progression | Headroom (MW) | N/A | 17.39 | 17.42 | 17.32 | 17.38 | 17.43 | 17.34 | 17.24 | 17.14 | 17.04 | 16.93 | 16.83 | 16.74 | 16.65 | 16.56 | 16.48 | 16.18 | 15.62 | 14.6
Abham / Exeter / Landulph 132kV | Torquay 33kV | Lawes Bridge | Primary | 11 | -3.5519 | 50.4844 | System Transformation | Headroom (MW) | N/A | 17.39 | 17.37 | 17.21 | 17.2 | 17.08 | 16.84 | 16.57 | 16.3 | 16.04 | 15.81 | 15.56 | 15.32 | 15.09 | 14.87 | 14.65 | 13.5 | 11.33 | 9.28
Abham / Exeter / Landulph 132kV | Torquay 33kV | Lawes Bridge | Primary | 11 | -3.5519 | 50.4844 | WPD Best View | Headroom (MW) | N/A | 17.39 | 17.35 | 17.16 | 17.11 | 16.88 | 16.56 | 16.22 | 15.89 | 15.57 | 15.27 | 14.96 | 14.65 | 14.35 | 14.06 | 13.76 | 12.03 | 9.27 | 6.48
Abham / Exeter / Landulph 132kV | Torquay 33kV | Torwood | Primary | 11 | -3.5199 | 50.4607 | Consumer Transformation | Headroom (MW) | N/A | 11.63 | 11.61 | 11.56 | 11.51 | 11.42 | 11.37 | 11.26 | 11 | 10.75 | 10.54 | 10.33 | 10.12 | 9.91 | 9.69 | 9.46 | 8.02 | 6.25 | 4.36
Abham / Exeter / Landulph 132kV | Torquay 33kV | Torwood | Primary | 11 | -3.5199 | 50.4607 | Leading the Way | Headroom (MW) | N/A | 11.63 | 11.61 | 11.55 | 11.49 | 11.38 | 11.32 | 11.2 | 10.92 | 10.65 | 10.44 | 10.22 | 9.99 | 9.75 | 9.5 | 9.24 | 7.63 | 5.64 | 3.21
Abham / Exeter / Landulph 132kV | Torquay 33kV | Torwood | Primary | 11 | -3.5199 | 50.4607 | Steady Progression | Headroom (MW) | N/A | 11.63 | 11.63 | 11.59 | 11.55 | 11.5 | 11.46 | 11.43 | 11.39 | 11.36 | 11.33 | 11.29 | 11.25 | 11.21 | 11.18 | 11.14 | 10.97 | 10.77 | 10.55
Abham / Exeter / Landulph 132kV | Torquay 33kV | Torwood | Primary | 11 | -3.5199 | 50.4607 | System Transformation | Headroom (MW) | N/A | 11.63 | 11.62 | 11.57 | 11.53 | 11.46 | 11.42 | 11.38 | 11.35 | 11.31 | 11.27 | 11.19 | 11.08 | 10.97 | 10.86 | 10.76 | 10.21 | 9.29 | 8.38
Abham / Exeter / Landulph 132kV | Torquay 33kV | Torwood | Primary | 11 | -3.5199 | 50.4607 | WPD Best View | Headroom (MW) | N/A | 11.63 | 11.62 | 11.57 | 11.53 | 11.46 | 11.42 | 11.38 | 11.35 | 11.31 | 11.27 | 11.19 | 11.08 | 10.97 | 10.86 | 10.76 | 10.21 | 9.29 | 8.38
Abham / Exeter / Landulph 132kV | Torquay 33kV | Upton Valley | Primary | 11 | -3.5323 | 50.4693 | Consumer Transformation | Headroom (MW) | Thermal | 11.845 | 11.805 | 11.735 | 11.655 | 11.465 | 11.165 | 10.765 | 10.385 | 10.025 | 9.675 | 9.345 | 9.015 | 8.675 | 8.325 | 7.965 | 5.445 | 2.315 | -0.995
Abham / Exeter / Landulph 132kV | Torquay 33kV | Upton Valley | Primary | 11 | -3.5323 | 50.4693 | Leading the Way | Headroom (MW) | Thermal | 11.845 | 11.795 | 11.715 | 11.625 | 11.355 | 11.035 | 10.615 | 10.225 | 9.845 | 9.485 | 9.115 | 8.755 | 8.375 | 7.955 | 7.515 | 4.725 | 1.235 | -3.025
Abham / Exeter / Landulph 132kV | Torquay 33kV | Upton Valley | Primary | 11 | -3.5323 | 50.4693 | Steady Progression | Headroom (MW) | N/A | 11.845 | 11.835 | 11.785 | 11.725 | 11.645 | 11.595 | 11.535 | 11.485 | 11.435 | 11.385 | 11.335 | 11.285 | 11.235 | 11.185 | 11.135 | 10.905 | 10.625 | 10.095
Abham / Exeter / Landulph 132kV | Torquay 33kV | Upton Valley | Primary | 11 | -3.5323 | 50.4693 | System Transformation | Headroom (MW) | N/A | 11.845 | 11.825 | 11.755 | 11.695 | 11.565 | 11.505 | 11.445 | 11.365 | 11.155 | 10.965 | 10.785 | 10.615 | 10.465 | 10.315 | 10.165 | 9.335 | 7.795 | 6.275
Abham / Exeter / Landulph 132kV | Torquay 33kV | Upton Valley | Primary | 11 | -3.5323 | 50.4693 | WPD Best View | Headroom (MW) | N/A | 11.845 | 11.825 | 11.755 | 11.695 | 11.565 | 11.505 | 11.445 | 11.365 | 11.155 | 10.965 | 10.785 | 10.615 | 10.465 | 10.315 | 10.165 | 9.335 | 7.795 | 6.275
Abham / Exeter / Landulph 132kV | Totnes 33kV | Ashburton | Primary | 11 | -3.7448 | 50.5195 | Consumer Transformation | Headroom (MW) | Thermal | 7.29 | 7.23 | 7.14 | 7.1 | 6.91 | 6.5 | 6.03 | 5.34 | 4.61 | 3.81 | 2.61 | 1.29 | -0.09 | -1.4 | -2.96 | -7.16 | -12.53 | -18.51
Abham / Exeter / Landulph 132kV | Totnes 33kV | Ashburton | Primary | 11 | -3.7448 | 50.5195 | Leading the Way | Headroom (MW) | Thermal | 7.29 | 7.22 | 7.12 | 7.1 | 6.92 | 6.69 | 6.37 | 5.59 | 4.84 | 4.05 | 3.12 | 2.08 | 0.28 | -1.45 | -3.27 | -7.98 | -13.56 | -17.64
Abham / Exeter / Landulph 132kV | Totnes 33kV | Ashburton | Primary | 11 | -3.7448 | 50.5195 | Steady Progression | Headroom (MW) | N/A | 7.29 | 7.27 | 7.24 | 7.27 | 7.3 | 7.26 | 7.23 | 7.1 | 6.97 | 6.75 | 6.51 | 6.21 | 5.6 | 5.01 | 4.26 | 3.17 | 2 | 0.68
Abham / Exeter / Landulph 132kV | Totnes 33kV | Ashburton | Primary | 11 | -3.7448 | 50.5195 | System Transformation | Headroom (MW) | Thermal | 7.29 | 7.25 | 7.2 | 7.21 | 7.17 | 6.9 | 6.61 | 6.15 | 5.54 | 4.89 | 3.94 | 2.88 | 1.76 | 0.77 | -0.42 | -2.61 | -5.53 | -8.92
Abham / Exeter / Landulph 132kV | Totnes 33kV | Ashburton | Primary | 11 | -3.7448 | 50.5195 | WPD Best View | Headroom (MW) | Thermal | 7.29 | 7.23 | 7.14 | 7.1 | 6.91 | 6.5 | 6.09 | 5.53 | 4.82 | 4.07 | 3.02 | 1.85 | 0.63 | -0.49 | -1.83 | -5.03 | -8.78 | -13.13
Abham / Exeter / Landulph 132kV | Totnes 33kV | Buckfastleigh | Primary | 11 | -3.7687 | 50.4804 | Consumer Transformation | Headroom (MW) | Thermal | 3.79 | 3.74 | 3.66 | 3.57 | 3.35 | 2.92 | 2.51 | 2.04 | 1.53 | 0.99 | 0.31 | -0.41 | -1.16 | -1.87 | -2.68 | -5.51 | -8.93 | -12.87
Abham / Exeter / Landulph 132kV | Totnes 33kV | Buckfastleigh | Primary | 11 | -3.7687 | 50.4804 | Leading the Way | Headroom (MW) | Thermal | 3.79 | 3.74 | 3.65 | 3.56 | 3.31 | 2.91 | 2.5 | 1.89 | 1.28 | 0.69 | 0.02 | -0.68 | -1.75 | -2.78 | -3.84 | -7.51 | -11.8 | -15.85
Abham / Exeter / Landulph 132kV | Totnes 33kV | Buckfastleigh | Primary | 11 | -3.7687 | 50.4804 | Steady Progression | Headroom (MW) | N/A | 3.79 | 3.78 | 3.75 | 3.72 | 3.69 | 3.64 | 3.59 | 3.5 | 3.41 | 3.3 | 3.17 | 3.02 | 2.72 | 2.44 | 2.07 | 1.53 | 0.9 | 0.13
Abham / Exeter / Landulph 132kV | Totnes 33kV | Buckfastleigh | Primary | 11 | -3.7687 | 50.4804 | System Transformation | Headroom (MW) | Thermal | 3.79 | 3.77 | 3.72 | 3.66 | 3.57 | 3.4 | 3.22 | 2.89 | 2.47 | 2.13 | 1.64 | 1.11 | 0.56 | 0.06 | -0.53 | -1.72 | -3.88 | -6.34
Abham / Exeter / Landulph 132kV | Totnes 33kV | Buckfastleigh | Primary | 11 | -3.7687 | 50.4804 | WPD Best View | Headroom (MW) | Thermal | 3.79 | 3.75 | 3.68 | 3.6 | 3.42 | 3.18 | 2.95 | 2.57 | 2.1 | 1.71 | 1.18 | 0.6 | -0.01 | -0.57 | -1.23 | -2.91 | -5.53 | -8.55
Abham / Exeter / Landulph 132kV | Totnes 33kV | Kingsbridge | Primary | 11 | -3.7811 | 50.2842 | Consumer Transformation | Headroom (MW) | Thermal | 9.62 | 9.5 | 9.32 | 9.21 | 8.74 | 8.12 | 7.51 | 6.72 | 5.87 | 4.94 | 3.75 | 2.43 | 1.04 | -0.24 | -1.75 | -5.85 | -10.85 | -16.58
Abham / Exeter / Landulph 132kV | Totnes 33kV | Kingsbridge | Primary | 11 | -3.7811 | 50.2842 | Leading the Way | Headroom (MW) | Thermal | 9.62 | 9.48 | 9.3 | 9.2 | 8.68 | 8.28 | 7.83 | 6.88 | 5.95 | 5.05 | 4.09 | 3.01 | 1.1 | -0.72 | -2.62 | -7.74 | -13.68 | -18.21
Abham / Exeter / Landulph 132kV | Totnes 33kV | Kingsbridge | Primary | 11 | -3.7811 | 50.2842 | Steady Progression | Headroom (MW) | N/A | 9.62 | 9.6 | 9.52 | 9.54 | 9.51 | 9.46 | 9.38 | 9.19 | 9.01 | 8.8 | 8.53 | 8.21 | 7.54 | 6.9 | 6.07 | 4.89 | 3.49 | 1.84
Abham / Exeter / Landulph 132kV | Totnes 33kV | Kingsbridge | Primary | 11 | -3.7811 | 50.2842 | System Transformation | Headroom (MW) | Thermal | 9.62 | 9.56 | 9.44 | 9.41 | 9.25 | 8.89 | 8.48 | 7.89 | 7.19 | 6.43 | 5.4 | 4.25 | 3.05 | 1.97 | 0.68 | -1.64 | -5.03 | -8.89
Abham / Exeter / Landulph 132kV | Totnes 33kV | Kingsbridge | Primary | 11 | -3.7811 | 50.2842 | WPD Best View | Headroom (MW) | Thermal | 9.62 | 9.56 | 9.44 | 9.41 | 9.25 | 8.89 | 8.48 | 7.89 | 7.19 | 6.43 | 5.4 | 4.25 | 3.05 | 1.97 | 0.68 | -1.64 | -5.03 | -8.89
Abham / Exeter / Landulph 132kV | Totnes 33kV | Marldon | Primary | 11 | -3.5957 | 50.4525 | Consumer Transformation | Headroom (MW) | Thermal | 2.72 | 2.7 | 2.67 | 2.63 | 2.56 | 2.48 | 2.36 | 2.19 | 2.05 | 1.91 | 1.65 | 1.41 | 1.18 | 0.92 | 0.66 | -0.69 | -2.77 | -4.94
Abham / Exeter / Landulph 132kV | Totnes 33kV | Marldon | Primary | 11 | -3.5957 | 50.4525 | Leading the Way | Headroom (MW) | Thermal | 2.72 | 2.7 | 2.67 | 2.63 | 2.55 | 2.47 | 2.34 | 2.22 | 2.1 | 1.96 | 1.76 | 1.57 | 1.37 | 1.16 | 0.94 | -0.19 | -1.93 | -3.85
Abham / Exeter / Landulph 132kV | Totnes 33kV | Marldon | Primary | 11 | -3.5957 | 50.4525 | Steady Progression | Headroom (MW) | N/A | 2.72 | 2.72 | 2.71 | 2.7 | 2.69 | 2.68 | 2.67 | 2.66 | 2.64 | 2.57 | 2.53 | 2.49 | 2.43 | 2.39 | 2.36 | 2.28 | 2.15 | 1.98
Abham / Exeter / Landulph 132kV | Totnes 33kV | Marldon | Primary | 11 | -3.5957 | 50.4525 | System Transformation | Headroom (MW) | N/A | 2.72 | 2.71 | 2.69 | 2.67 | 2.64 | 2.61 | 2.57 | 2.53 | 2.45 | 2.38 | 2.28 | 2.19 | 2.11 | 2.04 | 1.98 | 1.67 | 1.11 | 0.54
Abham / Exeter / Landulph 132kV | Totnes 33kV | Marldon | Primary | 11 | -3.5957 | 50.4525 | WPD Best View | Headroom (MW) | N/A | 2.72 | 2.71 | 2.69 | 2.67 | 2.64 | 2.61 | 2.57 | 2.53 | 2.45 | 2.38 | 2.28 | 2.19 | 2.11 | 2.04 | 1.98 | 1.67 | 1.11 | 0.54
Abham / Exeter / Landulph 132kV | Totnes 33kV | Salcombe 340038 | Primary | 11 | -3.7779 | 50.2338 | Consumer Transformation | Headroom (MW) | N/A | 6.34 | 6.29 | 6.24 | 6.17 | 5.95 | 5.78 | 5.61 | 5.44 | 5.28 | 5.13 | 4.98 | 4.83 | 4.68 | 4.52 | 4.36 | 3.39 | 2.28 | 1.11
Abham / Exeter / Landulph 132kV | Totnes 33kV | Salcombe 340038 | Primary | 11 | -3.7779 | 50.2338 | Leading the Way | Headroom (MW) | N/A | 6.34 | 6.29 | 6.23 | 6.16 | 5.92 | 5.74 | 5.56 | 5.4 | 5.23 | 5.08 | 4.91 | 4.75 | 4.59 | 4.42 | 4.24 | 3.22 | 2.03 | 0.58
Abham / Exeter / Landulph 132kV | Totnes 33kV | Salcombe 340038 | Primary | 11 | -3.7779 | 50.2338 | Steady Progression | Headroom (MW) | N/A | 6.34 | 6.32 | 6.29 | 6.27 | 6.23 | 6.2 | 6.16 | 6.12 | 6.08 | 6.04 | 6 | 5.96 | 5.93 | 5.91 | 5.88 | 5.78 | 5.63 | 5.4
Abham / Exeter / Landulph 132kV | Totnes 33kV | Salcombe 340038 | Primary | 11 | -3.7779 | 50.2338 | System Transformation | Headroom (MW) | N/A | 6.34 | 6.31 | 6.27 | 6.23 | 6.14 | 6.06 | 5.96 | 5.88 | 5.79 | 5.71 | 5.63 | 5.56 | 5.49 | 5.42 | 5.36 | 5.02 | 4.5 | 4
Abham / Exeter / Landulph 132kV | Totnes 33kV | Salcombe 340038 | Primary | 11 | -3.7779 | 50.2338 | WPD Best View | Headroom (MW) | N/A | 6.34 | 6.31 | 6.27 | 6.23 | 6.14 | 6.06 | 5.96 | 5.88 | 5.79 | 5.71 | 5.63 | 5.56 | 5.49 | 5.42 | 5.36 | 5.02 | 4.5 | 4
Abham / Exeter / Landulph 132kV | Totnes 33kV | South Brent | Primary | 11 | -3.8259 | 50.4273 | Consumer Transformation | Headroom (MW) | Thermal | 4.9 | 4.84 | 4.77 | 4.68 | 4.45 | 4.02 | 3.63 | 3.03 | 2.33 | 1.54 | 0.46 | -0.77 | -2.08 | -3.26 | -4.69 | -7.78 | -11.24 | -15.4
Abham / Exeter / Landulph 132kV | Totnes 33kV | South Brent | Primary | 11 | -3.8259 | 50.4273 | Leading the Way | Headroom (MW) | Thermal | 4.9 | 4.84 | 4.76 | 4.67 | 4.41 | 4.22 | 4.03 | 3.26 | 2.51 | 1.75 | 0.95 | 0.01 | -1.86 | -3.6 | -5.42 | -9.52 | -13.83 | -16
Abham / Exeter / Landulph 132kV | Totnes 33kV | South Brent | Primary | 11 | -3.8259 | 50.4273 | Steady Progression | Headroom (MW) | Thermal | 4.9 | 4.89 | 4.86 | 4.85 | 4.81 | 4.78 | 4.75 | 4.6 | 4.46 | 4.29 | 4.04 | 3.73 | 3.04 | 2.38 | 1.49 | 0.36 | -0.9 | -2.28
Abham / Exeter / Landulph 132kV | Totnes 33kV | South Brent | Primary | 11 | -3.8259 | 50.4273 | System Transformation | Headroom (MW) | Thermal | 4.9 | 4.87 | 4.82 | 4.78 | 4.68 | 4.38 | 4.07 | 3.56 | 2.91 | 2.19 | 1.18 | 0.02 | -1.21 | -2.3 | -3.63 | -5.79 | -8.56 | -11.91
Abham / Exeter / Landulph 132kV | Totnes 33kV | South Brent | Primary | 11 | -3.8259 | 50.4273 | WPD Best View | Headroom (MW) | Thermal | 4.9 | 4.87 | 4.82 | 4.78 | 4.68 | 4.38 | 4.07 | 3.56 | 2.91 | 2.19 | 1.18 | 0.02 | -1.21 | -2.3 | -3.63 | -5.79 | -8.56 | -11.91
Abham / Exeter / Landulph 132kV | Totnes 33kV | Totnes | Primary | 11 | -3.6895 | 50.434 | Consumer Transformation | Headroom (MW) | Thermal | 8.91 | 8.79 | 8.62 | 8.41 | 7.86 | 7.07 | 6.37 | 5.36 | 4.21 | 2.95 | 1.29 | -0.58 | -2.56 | -4.36 | -6.53 | -11.55 | -17.65 | -24.8
Abham / Exeter / Landulph 132kV | Totnes 33kV | Totnes | Primary | 11 | -3.6895 | 50.434 | Leading the Way | Headroom (MW) | Thermal | 8.91 | 8.77 | 8.59 | 8.37 | 7.75 | 7.29 | 6.86 | 5.6 | 4.36 | 3.15 | 1.86 | 0.38 | -2.39 | -4.99 | -7.72 | -14.23 | -21.69 | -26.46
Abham / Exeter / Landulph 132kV | Totnes 33kV | Totnes | Primary | 11 | -3.6895 | 50.434 | Steady Progression | Headroom (MW) | Thermal | 8.91 | 8.88 | 8.82 | 8.75 | 8.67 | 8.58 | 8.51 | 8.27 | 8.04 | 7.76 | 7.38 | 6.92 | 5.94 | 4.98 | 3.73 | 2.07 | 0.13 | -2.08
Abham / Exeter / Landulph 132kV | Totnes 33kV | Totnes | Primary | 11 | -3.6895 | 50.434 | System Transformation | Headroom (MW) | Thermal | 8.91 | 8.84 | 8.73 | 8.61 | 8.37 | 7.86 | 7.35 | 6.53 | 5.54 | 4.45 | 2.95 | 1.25 | -0.54 | -2.13 | -4.08 | -7.27 | -11.75 | -17.02
Abham / Exeter / Landulph 132kV | Totnes 33kV | Totnes | Primary | 11 | -3.6895 | 50.434 | WPD Best View | Headroom (MW) | Thermal | 8.91 | 8.84 | 8.73 | 8.61 | 8.37 | 7.86 | 7.35 | 6.53 | 5.54 | 4.45 | 2.95 | 1.25 | -0.54 | -2.13 | -4.08 | -7.27 | -11.75 | -17.02
Alverdiscott / Indian Queens 132kV | Barnstaple 33kV | Bratton Fleming | Primary | 11 | -3.9366 | 51.1244 | Consumer Transformation | Headroom (MW) | N/A | 2.69 | 2.67 | 2.63 | 2.59 | 2.46 | 2.37 | 2.29 | 2.21 | 2.13 | 2.06 | 1.98 | 1.91 | 1.84 | 1.77 | 1.69 | 1.18 | 0.63 | 0.05
Alverdiscott / Indian Queens 132kV | Barnstaple 33kV | Bratton Fleming | Primary | 11 | -3.9366 | 51.1244 | Leading the Way | Headroom (MW) | Thermal | 2.69 | 2.66 | 2.63 | 2.58 | 2.42 | 2.33 | 2.24 | 2.16 | 2.08 | 2 | 1.93 | 1.85 | 1.77 | 1.69 | 1.61 | 1.1 | 0.51 | -0.22
Alverdiscott / Indian Queens 132kV | Barnstaple 33kV | Bratton Fleming | Primary | 11 | -3.9366 | 51.1244 | Steady Progression | Headroom (MW) | N/A | 2.69 | 2.68 | 2.67 | 2.66 | 2.63 | 2.61 | 2.59 | 2.57 | 2.55 | 2.53 | 2.51 | 2.49 | 2.47 | 2.45 | 2.44 | 2.39 | 2.32 | 2.2
Alverdiscott / Indian Queens 132kV | Barnstaple 33kV | Bratton Fleming | Primary | 11 | -3.9366 | 51.1244 | System Transformation | Headroom (MW) | N/A | 2.69 | 2.68 | 2.65 | 2.63 | 2.57 | 2.52 | 2.48 | 2.43 | 2.39 | 2.35 | 2.31 | 2.27 | 2.24 | 2.21 | 2.18 | 2.02 | 1.76 | 1.52
Alverdiscott / Indian Queens 132kV | Barnstaple 33kV | Bratton Fleming | Primary | 11 | -3.9366 | 51.1244 | WPD Best View | Headroom (MW) | N/A | 2.69 | 2.68 | 2.65 | 2.63 | 2.57 | 2.52 | 2.48 | 2.43 | 2.39 | 2.35 | 2.31 | 2.27 | 2.24 | 2.21 | 2.18 | 2.02 | 1.76 | 1.52
Alverdiscott / Indian Queens 132kV | Barnstaple 33kV | Great Torrington | Primary | 11 | -4.1329 | 50.9566 | Consumer Transformation | Headroom (MW) | Thermal | 3 | 2.96 | 2.8 | 2.68 | 2.37 | 1.63 | 1 | -0.05 | -1.35 | -2.87 | -4.88 | -7.18 | -9.61 | -11.8 | -14.46 | -19.77 | -25.83 | -33.21
Alverdiscott / Indian Queens 132kV | Barnstaple 33kV | Great Torrington | Primary | 11 | -4.1329 | 50.9566 | Leading the Way | Headroom (MW) | Thermal | 3 | 2.96 | 2.8 | 2.68 | 2.33 | 2.05 | 1.81 | 0.44 | -0.99 | -2.45 | -3.93 | -5.66 | -9.15 | -12.39 | -15.77 | -22.95 | -30.63 | -31.46
Alverdiscott / Indian Queens 132kV | Barnstaple 33kV | Great Torrington | Primary | 11 | -4.1329 | 50.9566 | Steady Progression | Headroom (MW) | Thermal | 3 | 3.02 | 3.08 | 3.08 | 3.04 | 3 | 2.97 | 2.73 | 2.49 | 2.16 | 1.7 | 1.13 | -0.17 | -1.43 | -3.1 | -5.3 | -7.68 | -10.22
Alverdiscott / Indian Queens 132kV | Barnstaple 33kV | Great Torrington | Primary | 11 | -4.1329 | 50.9566 | System Transformation | Headroom (MW) | Thermal | 3 | 3 | 3.03 | 2.84 | 2.71 | 2.16 | 1.66 | 0.72 | -0.49 | -1.87 | -3.78 | -5.96 | -8.28 | -10.34 | -12.87 | -16.81 | -21.87 | -28.06
Alverdiscott / Indian Queens 132kV | Barnstaple 33kV | Great Torrington | Primary | 11 | -4.1329 | 50.9566 | WPD Best View | Headroom (MW) | Thermal | 3 | 3.02 | 3.08 | 3.08 | 3.04 | 2.99 | 2.97 | 2.73 | 2.48 | 2.15 | 1.69 | 1.13 | -0.17 | -1.44 | -3.11 | -5.31 | -7.7 | -10.24
Alverdiscott / Indian Queens 132kV | Barnstaple 33kV | Heddon Cross | Primary | 11 | -3.9291 | 51.0366 | Consumer Transformation | Headroom (MW) | Thermal | 3.74 | 3.71 | 3.67 | 3.62 | 3.51 | 2.84 | 2.26 | 1.21 | -0.08 | -1.61 | -3.57 | -5.83 | -8.24 | -10.38 | -13.02 | -17.19 | -22.04 | -28.06
Alverdiscott / Indian Queens 132kV | Barnstaple 33kV | Heddon Cross | Primary | 11 | -3.9291 | 51.0366 | Leading the Way | Headroom (MW) | Thermal | 3.74 | 3.71 | 3.66 | 3.61 | 3.49 | 3.37 | 3.24 | 1.82 | 0.39 | -1.04 | -2.43 | -4.08 | -7.59 | -10.83 | -14.2 | -20.23 | -26.52 | -28.18
Alverdiscott / Indian Queens 132kV | Barnstaple 33kV | Heddon Cross | Primary | 11 | -3.9291 | 51.0366 | Steady Progression | Headroom (MW) | Thermal | 3.74 | 3.73 | 3.72 | 3.7 | 3.68 | 3.66 | 3.64 | 3.38 | 3.12 | 2.78 | 2.34 | 1.78 | 0.45 | -0.85 | -2.58 | -4.81 | -7.04 | -9.28
Alverdiscott / Indian Queens 132kV | Barnstaple 33kV | Heddon Cross | Primary | 11 | -3.9291 | 51.0366 | System Transformation | Headroom (MW) | Thermal | 3.74 | 3.72 | 3.7 | 3.67 | 3.62 | 3.07 | 2.54 | 1.54 | 0.24 | -1.25 | -3.16 | -5.37 | -7.73 | -9.82 | -12.42 | -16.03 | -20.48 | -26.05
Alverdiscott / Indian Queens 132kV | Barnstaple 33kV | Heddon Cross | Primary | 11 | -3.9291 | 51.0366 | WPD Best View | Headroom (MW) | Thermal | 3.74 | 3.72 | 3.7 | 3.67 | 3.62 | 3.07 | 2.55 | 1.55 | 0.25 | -1.23 | -3.14 | -5.36 | -7.71 | -9.8 | -12.39 | -16.01 | -20.46 | -26.03
Alverdiscott / Indian Queens 132kV | Barnstaple 33kV | Lynton | Primary | 11 | -3.8483 | 51.2216 | Consumer Transformation | Headroom (MW) | Thermal | 2.495 | 2.475 | 2.445 | 2.405 | 2.275 | 2.175 | 2.085 | 1.995 | 1.915 | -3.295 | -3.375 | -3.455 | -3.545 | -3.625 | -8.835 | -14.525 | -15.155 | -15.805
Alverdiscott / Indian Queens 132kV | Barnstaple 33kV | Lynton | Primary | 11 | -3.8483 | 51.2216 | Leading the Way | Headroom (MW) | Thermal | 2.495 | 2.465 | 2.435 | 2.395 | 2.245 | 2.145 | 2.045 | 1.955 | 1.865 | -3.345 | -3.425 | -3.515 | -3.605 | -3.695 | -8.915 | -14.625 | -15.295 | -16.105
Alverdiscott / Indian Queens 132kV | Barnstaple 33kV | Lynton | Primary | 11 | -3.8483 | 51.2216 | Steady Progression | Headroom (MW) | N/A | 2.495 | 2.495 | 2.475 | 2.465 | 2.435 | 2.415 | 2.395 | 2.375 | 2.345 | 2.335 | 2.315 | 2.295 | 2.275 | 2.265 | 2.245 | 2.205 | 2.125 | 1.995
Alverdiscott / Indian Queens 132kV | Barnstaple 33kV | Lynton | Primary | 11 | -3.8483 | 51.2216 | System Transformation | Headroom (MW) | Thermal | 2.495 | 2.485 | 2.465 | 2.445 | 2.375 | 2.335 | 2.285 | 2.235 | 2.195 | 2.155 | 2.115 | 2.075 | 2.035 | 2.005 | -3.155 | -3.325 | -3.625 | -3.905
Alverdiscott / Indian Queens 132kV | Barnstaple 33kV | Lynton | Primary | 11 | -3.8483 | 51.2216 | WPD Best View | Headroom (MW) | Thermal | 2.495 | 2.485 | 2.465 | 2.445 | 2.375 | 2.335 | 2.285 | 2.235 | 2.195 | 2.155 | 2.115 | 2.075 | 2.035 | 2.005 | -3.155 | -3.325 | -3.625 | -3.905
Alverdiscott / Indian Queens 132kV | Barnstaple 33kV | Middle Barlington | Primary | 11 | -4.0569 | 50.9292 | Consumer Transformation | Headroom (MW) | Thermal | 2.1 | 2.08 | 2.04 | 2 | 1.92 | 1.54 | 1.21 | 0.64 | -0.07 | -0.9 | -2.06 | -3.39 | -4.82 | -6.09 | -7.65 | -10.16 | -13.25 | -17.09
Alverdiscott / Indian Queens 132kV | Barnstaple 33kV | Middle Barlington | Primary | 11 | -4.0569 | 50.9292 | Leading the Way | Headroom (MW) | Thermal | 2.1 | 2.08 | 2.04 | 2 | 1.91 | 1.82 | 1.72 | 0.96 | 0.18 | -0.61 | -1.43 | -2.42 | -4.48 | -6.39 | -8.38 | -12 | -16 | -17.18
Alverdiscott / Indian Queens 132kV | Barnstaple 33kV | Middle Barlington | Primary | 11 | -4.0569 | 50.9292 | Steady Progression | Headroom (MW) | Thermal | 2.1 | 2.1 | 2.09 | 2.08 | 2.07 | 2.05 | 2.04 | 1.89 | 1.75 | 1.57 | 1.3 | 0.97 | 0.19 | -0.57 | -1.59 | -2.9 | -4.28 | -5.69
Alverdiscott / Indian Queens 132kV | Barnstaple 33kV | Middle Barlington | Primary | 11 | -4.0569 | 50.9292 | System Transformation | Headroom (MW) | Thermal | 2.1 | 2.09 | 2.07 | 2.05 | 2.01 | 1.71 | 1.42 | 0.88 | 0.18 | -0.61 | -1.74 | -3.04 | -4.43 | -5.66 | -7.19 | -9.32 | -12.11 | -15.6
Alverdiscott / Indian Queens 132kV | Barnstaple 33kV | Middle Barlington | Primary | 11 | -4.0569 | 50.9292 | WPD Best View | Headroom (MW) | Thermal | 2.1 | 2.1 | 2.09 | 2.08 | 2.07 | 2.05 | 2.04 | 1.89 | 1.75 | 1.57 | 1.3 | 0.97 | 0.19 | -0.57 | -1.59 | -2.9 | -4.28 | -5.69
Alverdiscott / Indian Queens 132kV | Barnstaple 33kV | Rock Park | Primary | 11 | -4.0539 | 51.0679 | Consumer Transformation | Headroom (MW) | Thermal | 11.58 | 11.42 | 11.23 | 11 | 10.45 | 9.82 | 9.45 | 8.72 | 7.91 | 7.02 | 5.96 | 4.9 | 3.78 | 2.73 | 1.51 | -2.2 | -6.74 | -11.86
Alverdiscott / Indian Queens 132kV | Barnstaple 33kV | Rock Park | Primary | 11 | -4.0539 | 51.0679 | Leading the Way | Headroom (MW) | Thermal | 11.58 | 11.4 | 11.21 | 10.96 | 10.35 | 9.87 | 9.72 | 8.85 | 7.97 | 7.08 | 6.12 | 5.21 | 3.72 | 2.29 | 0.81 | -3.73 | -9.06 | -13.88
Alverdiscott / Indian Queens 132kV | Barnstaple 33kV | Rock Park | Primary | 11 | -4.0539 | 51.0679 | Steady Progression | Headroom (MW) | N/A | 11.58 | 11.51 | 11.44 | 11.37 | 11.29 | 11.2 | 11.24 | 11.11 | 10.97 | 10.8 | 10.6 | 10.36 | 9.89 | 9.44 | 8.86 | 8.06 | 7.01 | 5.59
Alverdiscott / Indian Queens 132kV | Barnstaple 33kV | Rock Park | Primary | 11 | -4.0539 | 51.0679 | System Transformation | Headroom (MW) | Thermal | 11.58 | 11.47 | 11.35 | 11.22 | 10.98 | 10.61 | 10.45 | 9.94 | 9.33 | 8.65 | 7.81 | 6.95 | 6.04 | 5.22 | 4.26 | 2.34 | -0.53 | -3.7
Alverdiscott / Indian Queens 132kV | Barnstaple 33kV | Rock Park | Primary | 11 | -4.0539 | 51.0679 | WPD Best View | Headroom (MW) | Thermal | 11.58 | 11.47 | 11.35 | 11.22 | 10.98 | 10.61 | 10.45 | 9.94 | 9.33 | 8.65 | 7.81 | 6.95 | 6.04 | 5.22 | 4.26 | 2.34 | -0.53 | -3.7
Alverdiscott / Indian Queens 132kV | Barnstaple 33kV | Roundswell | Primary | 11 | -4.0811 | 51.0635 | Consumer Transformation | Headroom (MW) | Thermal | 1.83 | 1.74 | 1.6 | 1.43 | 1.03 | 0.41 | -0.11 | -0.98 | -1.99 | -3.13 | -4.53 | -6.1 | -7.77 | -9.27 | -11.1 | -15.66 | -20.54 | -26.3
Alverdiscott / Indian Queens 132kV | Barnstaple 33kV | Roundswell | Primary | 11 | -4.0811 | 51.0635 | Leading the Way | Headroom (MW) | Thermal | 1.83 | 1.73 | 1.58 | 1.4 | 0.95 | 0.68 | 0.46 | -0.65 | -1.75 | -2.84 | -3.9 | -5.12 | -7.49 | -9.72 | -12.04 | -18.56 | -24.55 | -28.3
Alverdiscott / Indian Queens 132kV | Barnstaple 33kV | Roundswell | Primary | 11 | -4.0811 | 51.0635 | Steady Progression | Headroom (MW) | Thermal | 1.83 | 1.82 | 1.76 | 1.71 | 1.65 | 1.62 | 1.6 | 1.4 | 1.2 | 0.95 | 0.63 | 0.26 | -0.6 | -1.42 | -2.51 | -3.93 | -5.52 | -7.35
Alverdiscott / Indian Queens 132kV | Barnstaple 33kV | Roundswell | Primary | 11 | -4.0811 | 51.0635 | System Transformation | Headroom (MW) | Thermal | 1.83 | 1.78 | 1.69 | 1.59 | 1.42 | 1 | 0.61 | -0.12 | -1.03 | -2.05 | -3.33 | -4.79 | -6.33 | -7.69 | -9.36 | -12.55 | -16.21 | -20.54
Alverdiscott / Indian Queens 132kV | Barnstaple 33kV | Roundswell | Primary | 11 | -4.0811 | 51.0635 | WPD Best View | Headroom (MW) | Thermal | 1.83 | 1.78 | 1.69 | 1.59 | 1.42 | 1 | 0.62 | -0.12 | -1.02 | -2.04 | -3.32 | -4.77 | -6.31 | -7.66 | -9.33 | -12.52 | -16.18 | -20.51
Alverdiscott / Indian Queens 132kV | Barnstaple 33kV | South Molton | Primary | 11 | -3.8281 | 51.0264 | Consumer Transformation | Headroom (MW) | Thermal | 2.52 | 2.42 | 2.31 | 2.18 | 1.76 | 0.71 | -0.01 | -1.48 | -3.31 | -5.44 | -8.12 | -11.2 | -14.48 | -17.41 | -21.02 | -27.45 | -35.06 | -44.27
Alverdiscott / Indian Queens 132kV | Barnstaple 33kV | South Molton | Primary | 11 | -3.8281 | 51.0264 | Leading the Way | Headroom (MW) | Thermal | 2.52 | 2.4 | 2.29 | 2.15 | 1.65 | 1.31 | 1.26 | -0.68 | -2.7 | -4.71 | -6.65 | -8.95 | -13.67 | -18.06 | -22.63 | -31.61 | -41.25 | -45.06
Alverdiscott / Indian Queens 132kV | Barnstaple 33kV | South Molton | Primary | 11 | -3.8281 | 51.0264 | Steady Progression | Headroom (MW) | Thermal | 2.52 | 2.48 | 2.45 | 2.42 | 2.36 | 2.3 | 2.37 | 2.06 | 1.73 | 1.29 | 0.7 | -0.03 | -1.77 | -3.46 | -5.73 | -8.6 | -11.65 | -14.86
Alverdiscott / Indian Queens 132kV | Barnstaple 33kV | South Molton | Primary | 11 | -3.8281 | 51.0264 | System Transformation | Headroom (MW) | Thermal | 2.52 | 2.45 | 2.39 | 2.32 | 2.14 | 1.34 | 0.76 | -0.56 | -2.32 | -4.32 | -6.87 | -9.83 | -12.98 | -15.77 | -19.22 | -24.16 | -30.6 | -38.51
Alverdiscott / Indian Queens 132kV | Barnstaple 33kV | South Molton | Primary | 11 | -3.8281 | 51.0264 | WPD Best View | Headroom (MW) | Thermal | 2.52 | 2.45 | 2.39 | 2.32 | 2.14 | 1.34 | 0.76 | -0.56 | -2.32 | -4.32 | -6.87 | -9.83 | -12.98 | -15.77 | -19.22 | -24.16 | -30.6 | -38.51
Alverdiscott / Indian Queens 132kV | Barnstaple 33kV | Tinkers Cross | Primary | 11 | -3.9265 | 50.8812 | Consumer Transformation | Headroom (MW) | Thermal | 2.405 | 2.335 | 2.255 | 2.095 | 1.725 | 0.875 | -2.515 | -8.705 | -13.575 | -18.345 | -23.955 | -29.635 | -35.345 | -41.075 | -47.625 | -71.955 | -101.485 | -132.875
Alverdiscott / Indian Queens 132kV | Barnstaple 33kV | Tinkers Cross | Primary | 11 | -3.9265 | 50.8812 | Leading the Way | Headroom (MW) | Thermal | 2.405 | 2.325 | 2.295 | 2.155 | 1.825 | 1.505 | -1.725 | -5.555 | -8.725 | -12.905 | -16.865 | -20.905 | -26.995 | -33.035 | -39.445 | -61.165 | -86.675 | -108.045
Alverdiscott / Indian Queens 132kV | Barnstaple 33kV | Tinkers Cross | Primary | 11 | -3.9265 | 50.8812 | Steady Progression | Headroom (MW) | Thermal | 2.405 | 2.385 | 2.405 | 2.365 | 2.315 | 2.255 | 2.205 | 1.925 | 1.185 | -1.875 | -2.825 | -3.995 | -6.155 | -7.905 | -9.965 | -13.075 | -16.615 | -20.075
Alverdiscott / Indian Queens 132kV | Barnstaple 33kV | Tinkers Cross | Primary | 11 | -3.9265 | 50.8812 | System Transformation | Headroom (MW) | Thermal | 2.405 | 2.365 | 2.365 | 2.305 | 2.175 | 1.575 | 0.985 | -0.045 | -3.645 | -6.085 | -9.265 | -12.555 | -15.855 | -18.605 | -21.895 | -29.525 | -39.645 | -51.315
Alverdiscott / Indian Queens 132kV | Barnstaple 33kV | Tinkers Cross | Primary | 11 | -3.9265 | 50.8812 | WPD Best View | Headroom (MW) | Thermal | 2.405 | 2.375 | 2.375 | 2.325 | 2.225 | 2.025 | 1.815 | 1.355 | -1.465 | -3.045 | -5.015 | -6.935 | -9.385 | -11.465 | -14.025 | -20.125 | -28.265 | -37.035
Alverdiscott / Indian Queens 132kV | CAMBORNE 33kV | Camborne Carn Brea | Primary | 11 | -5.2803 | 50.2284 | Consumer Transformation | Headroom (MW) | Thermal | 10.205 | 10.085 | 9.925 | 9.715 | 9.095 | 8.465 | 7.885 | 7.185 | 6.425 | 0.485 | -0.455 | -1.475 | -2.545 | -3.545 | -4.715 | -8.585 | -13.105 | -18.085
Alverdiscott / Indian Queens 132kV | CAMBORNE 33kV | Camborne Carn Brea | Primary | 11 | -5.2803 | 50.2284 | Leading the Way | Headroom (MW) | Thermal | 10.205 | 10.065 | 9.885 | 9.655 | 8.885 | 3.275 | 2.805 | 1.985 | 1.165 | 0.375 | -0.435 | -1.315 | -2.745 | -4.125 | -5.575 | -10.125 | -20.485 | -25.115
Alverdiscott / Indian Queens 132kV | CAMBORNE 33kV | Camborne Carn Brea | Primary | 11 | -5.2803 | 50.2284 | Steady Progression | Headroom (MW) | N/A | 10.205 | 10.185 | 10.125 | 10.065 | 9.955 | 9.875 | 9.785 | 9.605 | 9.435 | 9.225 | 8.995 | 8.735 | 8.265 | 7.805 | 7.225 | 6.285 | 5.215 | 3.885
Alverdiscott / Indian Queens 132kV | CAMBORNE 33kV | Camborne Carn Brea | Primary | 11 | -5.2803 | 50.2284 | System Transformation | Headroom (MW) | Thermal | 10.205 | 10.145 | 10.035 | 9.925 | 9.645 | 9.275 | 8.885 | 8.375 | 7.785 | 7.155 | 6.395 | 5.545 | 4.675 | 3.895 | -0.605 | -2.545 | -5.355 | -8.365
Alverdiscott / Indian Queens 132kV | CAMBORNE 33kV | Camborne Carn Brea | Primary | 11 | -5.2803 | 50.2284 | WPD Best View | Headroom (MW) | Thermal | 10.205 | 10.065 | 9.885 | 9.655 | 8.885 | 3.275 | 2.805 | 1.985 | 1.165 | 0.375 | -0.435 | -1.315 | -2.745 | -4.125 | -5.575 | -10.125 | -20.485 | -25.115
Alverdiscott / Indian Queens 132kV | CAMBORNE 33kV | Camborne Holmans | Primary | 11 | -5.2911 | 50.2133 | Consumer Transformation | Headroom (MW) | Thermal | 10.685 | 10.595 | 10.445 | 10.275 | 9.845 | 9.325 | 8.845 | 8.245 | 7.595 | 6.885 | 6.045 | 5.115 | 4.155 | 3.255 | 2.185 | -1.005 | -5.045 | -9.655
Alverdiscott / Indian Queens 132kV | CAMBORNE 33kV | Camborne Holmans | Primary | 11 | -5.2911 | 50.2133 | Leading the Way | Headroom (MW) | Thermal | 10.685 | 10.585 | 10.425 | 10.245 | 9.775 | 9.405 | 9.045 | 8.335 | 7.635 | 6.945 | 6.255 | 5.475 | 4.145 | 2.865 | 1.505 | -2.585 | -7.355 | -11.595
Alverdiscott / Indian Queens 132kV | CAMBORNE 33kV | Camborne Holmans | Primary | 11 | -5.2911 | 50.2133 | Steady Progression | Headroom (MW) | N/A | 10.685 | 10.675 | 10.615 | 10.565 | 10.505 | 10.425 | 10.355 | 10.205 | 10.065 | 9.895 | 9.695 | 9.475 | 9.035 | 8.615 | 8.065 | 7.255 | 6.315 | 5.075
Alverdiscott / Indian Queens 132kV | CAMBORNE 33kV | Camborne Holmans | Primary | 11 | -5.2911 | 50.2133 | System Transformation | Headroom (MW) | Thermal | 10.685 | 10.635 | 10.545 | 10.445 | 10.265 | 9.945 | 9.625 | 9.175 | 8.645 | 8.075 | 7.375 | 6.585 | 5.775 | 5.055 | 4.185 | 2.495 | -0.085 | -2.955
Alverdiscott / Indian Queens 132kV | CAMBORNE 33kV | Camborne Holmans | Primary | 11 | -5.2911 | 50.2133 | WPD Best View | Headroom (MW) | Thermal | 10.685 | 10.585 | 10.425 | 10.245 | 9.775 | 9.405 | 9.045 | 8.335 | 7.635 | 6.945 | 6.255 | 5.475 | 4.145 | 2.865 | 1.505 | -2.585 | -7.355 | -11.595
Alverdiscott / Indian Queens 132kV | CAMBORNE 33kV | Camborne Treswithian | Primary | 11 | -5.3225 | 50.2233 | Consumer Transformation | Headroom (MW) | Thermal | 2.9 | 2.8 | 2.71 | 2.6 | 2.34 | 1.97 | 1.63 | 1.15 | 0.62 | 0.04 | -0.67 | -1.47 | -2.3 | -3.06 | -4.03 | -6.3 | -9.07 | -12.31
Alverdiscott / Indian Queens 132kV | CAMBORNE 33kV | Camborne Treswithian | Primary | 11 | -5.3225 | 50.2233 | Leading the Way | Headroom (MW) | Thermal | 2.9 | 2.79 | 2.69 | 2.58 | 2.29 | 2.07 | 1.86 | 1.27 | 0.7 | 0.14 | -0.41 | -1.04 | -2.22 | -3.33 | -4.55 | -7.5 | -10.85 | -13.3
Alverdiscott / Indian Queens 132kV | CAMBORNE 33kV | Camborne Treswithian | Primary | 11 | -5.3225 | 50.2233 | Steady Progression | Headroom (MW) | Thermal | 2.9 | 2.85 | 2.82 | 2.79 | 2.75 | 2.71 | 2.66 | 2.55 | 2.44 | 2.31 | 2.15 | 1.95 | 1.54 | 1.13 | 0.6 | -0.1 | -0.89 | -1.82
Alverdiscott / Indian Queens 132kV | CAMBORNE 33kV | Camborne Treswithian | Primary | 11 | -5.3225 | 50.2233 | System Transformation | Headroom (MW) | Thermal | 2.9 | 2.83 | 2.77 | 2.71 | 2.6 | 2.36 | 2.11 | 1.73 | 1.27 | 0.76 | 0.13 | -0.58 | -1.33 | -2 | -2.83 | -4.18 | -6.12 | -8.35
Alverdiscott / Indian Queens 132kV | CAMBORNE 33kV | Camborne Treswithian | Primary | 11 | -5.3225 | 50.2233 | WPD Best View | Headroom (MW) | Thermal | 2.9 | 2.79 | 2.69 | 2.58 | 2.29 | 2.07 | 1.86 | 1.27 | 0.7 | 0.14 | -0.41 | -1.04 | -2.22 | -3.33 | -4.55 | -7.5 | -10.85 | -13.3
Alverdiscott / Indian Queens 132kV | CAMBORNE 33kV | Redruth | Primary | 11 | -5.2304 | 50.2472 | Consumer Transformation | Headroom (MW) | Thermal | 11.66 | 11.61 | 11.4 | 11.21 | 10.63 | 10.04 | 9.48 | 8.8 | 8.06 | 2.15 | 1.24 | 0.24 | -0.79 | -1.77 | -2.9 | -6.54 | -10.88 | -15.72
Alverdiscott / Indian Queens 132kV | CAMBORNE 33kV | Redruth | Primary | 11 | -5.2304 | 50.2472 | Leading the Way | Headroom (MW) | Thermal | 11.66 | 11.59 | 11.38 | 11.18 | 10.5 | 4.91 | 4.47 | 3.67 | 2.89 | 2.12 | 1.35 | 0.51 | -0.88 | -2.23 | -3.63 | -8.01 | -13.06 | -17.53
Alverdiscott / Indian Queens 132kV | CAMBORNE 33kV | Redruth | Primary | 11 | -5.2304 | 50.2472 | Steady Progression | Headroom (MW) | N/A | 11.66 | 11.69 | 11.63 | 11.57 | 11.47 | 11.37 | 11.27 | 11.1 | 10.93 | 10.73 | 10.5 | 10.25 | 9.79 | 9.33 | 8.76 | 7.88 | 7.62 | 6.3
Alverdiscott / Indian Queens 132kV | CAMBORNE 33kV | Redruth | Primary | 11 | -5.2304 | 50.2472 | System Transformation | Headroom (MW) | Thermal | 11.66 | 11.65 | 11.55 | 11.4 | 11.13 | 10.77 | 10.4 | 9.9 | 9.32 | 8.69 | 7.96 | 7.14 | 6.29 | 5.53 | 1.05 | -0.79 | -3.5 | -6.49
Alverdiscott / Indian Queens 132kV | CAMBORNE 33kV | Redruth | Primary | 11 | -5.2304 | 50.2472 | WPD Best View | Headroom (MW) | Thermal | 11.66 | 11.59 | 11.38 | 11.18 | 10.5 | 4.91 | 4.47 | 3.67 | 2.89 | 2.12 | 1.35 | 0.51 | -0.88 | -2.23 | -3.63 | -8.01 | -13.06 | -17.53
Alverdiscott / Indian Queens 132kV | EAST YELLAND 33KV | Barnstaple Quay | Primary | 11 | -4.0628 | 51.0797 | Consumer Transformation | Headroom (MW) | N/A | 12.08 | 12 | 11.87 | 11.73 | 11.3 | 10.99 | 10.7 | 10.42 | 10.15 | 9.91 | 9.66 | 9.41 | 9.16 | 8.91 | 8.64 | 6.71 | 4.37 | 1.89
Alverdiscott / Indian Queens 132kV | EAST YELLAND 33KV | Barnstaple Quay | Primary | 11 | -4.0628 | 51.0797 | Leading the Way | Headroom (MW) | N/A | 12.08 | 11.98 | 11.85 | 11.69 | 11.19 | 10.88 | 10.57 | 10.28 | 10.01 | 9.76 | 9.48 | 9.21 | 8.93 | 8.62 | 8.28 | 6.18 | 3.58 | 0.38
Alverdiscott / Indian Queens 132kV | EAST YELLAND 33KV | Barnstaple Quay | Primary | 11 | -4.0628 | 51.0797 | Steady Progression | Headroom (MW) | N/A | 12.08 | 12.06 | 11.99 | 11.93 | 11.84 | 11.76 | 11.68 | 11.61 | 11.54 | 11.47 | 11.4 | 11.34 | 11.29 | 11.24 | 11.2 | 11.06 | 10.78 | 10.25
Alverdiscott / Indian Queens 132kV | EAST YELLAND 33KV | Barnstaple Quay | Primary | 11 | -4.0628 | 51.0797 | System Transformation | Headroom (MW) | N/A | 12.08 | 12.03 | 11.94 | 11.85 | 11.64 | 11.49 | 11.32 | 11.17 | 11.02 | 10.89 | 10.75 | 10.63 | 10.52 | 10.41 | 10.31 | 9.7 | 8.58 | 7.45
Alverdiscott / Indian Queens 132kV | EAST YELLAND 33KV | Barnstaple Quay | Primary | 11 | -4.0628 | 51.0797 | WPD Best View | Headroom (MW) | N/A | 12.08 | 12.03 | 11.94 | 11.85 | 11.64 | 11.49 | 11.32 | 11.17 | 11.02 | 10.89 | 10.75 | 10.63 | 10.52 | 10.41 | 10.31 | 9.7 | 8.58 | 7.45
Alverdiscott / Indian Queens 132kV | EAST YELLAND 33KV | Bideford Main | Primary | 11 | -4.1987 | 51.0122 | Consumer Transformation | Headroom (MW) | N/A | 13.04 | 13.07 | 12.96 | 12.89 | 12.56 | 12.29 | 12 | 11.79 | 11.51 | 11.23 | 10.99 | 10.75 | 10.5 | 10.24 | 9.98 | 8.37 | 6.39 | 4.29
Alverdiscott / Indian Queens 132kV | EAST YELLAND 33KV | Bideford Main | Primary | 11 | -4.1987 | 51.0122 | Leading the Way | Headroom (MW) | N/A | 13.04 | 13.07 | 12.96 | 12.89 | 12.5 | 12.22 | 11.91 | 11.72 | 11.42 | 11.11 | 10.84 | 10.58 | 10.3 | 10.02 | 9.74 | 8.01 | 5.81 | 3.09
Alverdiscott / Indian Queens 132kV | EAST YELLAND 33KV | Bideford Main | Primary | 11 | -4.1987 | 51.0122 | Steady Progression | Headroom (MW) | N/A | 13.04 | 13.11 | 13.06 | 13.07 | 13.02 | 12.98 | 12.92 | 12.91 | 12.86 | 12.8 | 12.75 | 12.71 | 12.67 | 12.63 | 12.59 | 12.46 | 12.21 | 11.75
Alverdiscott / Indian Queens 132kV | EAST YELLAND 33KV | Bideford Main | Primary | 11 | -4.1987 | 51.0122 | System Transformation | Headroom (MW) | N/A | 13.04 | 13.09 | 13.03 | 13 | 12.86 | 12.74 | 12.58 | 12.5 | 12.35 | 12.2 | 12.07 | 11.95 | 11.83 | 11.71 | 11.6 | 11.08 | 10.11 | 9.15
Alverdiscott / Indian Queens 132kV | EAST YELLAND 33KV | Bideford Main | Primary | 11 | -4.1987 | 51.0122 | WPD Best View | Headroom (MW) | N/A | 13.04 | 13.11 | 13.06 | 13.06 | 13.01 | 12.96 | 12.9 | 12.88 | 12.83 | 12.77 | 12.71 | 12.67 | 12.62 | 12.57 | 12.53 | 12.37 | 12.09 | 11.59
Alverdiscott / Indian Queens 132kV | EAST YELLAND 33KV | Braunton | Primary | 11 | -4.1497 | 51.1151 | Consumer Transformation | Headroom (MW) | Thermal | 8.93 | 8.83 | 8.63 | 8.45 | 8.01 | 7.63 | 7.27 | 6.79 | 6.28 | 5.75 | 5.14 | 4.5 | 3.84 | 3.2 | 2.47 | -0.16 | -3.38 | -7
Alverdiscott / Indian Queens 132kV | EAST YELLAND 33KV | Braunton | Primary | 11 | -4.1497 | 51.1151 | Leading the Way | Headroom (MW) | Thermal | 8.93 | 8.82 | 8.61 | 8.42 | 7.92 | 7.66 | 7.38 | 6.83 | 6.29 | 5.76 | 5.22 | 4.65 | 3.75 | 2.88 | 1.97 | -1.19 | -4.9 | -8.63
Alverdiscott / Indian Queens 132kV | EAST YELLAND 33KV | Braunton | Primary | 11 | -4.1497 | 51.1151 | Steady Progression | Headroom (MW) | N/A | 8.93 | 8.91 | 8.86 | 8.81 | 8.74 | 8.72 | 8.69 | 8.59 | 8.5 | 8.38 | 8.25 | 8.11 | 7.84 | 7.59 | 7.27 | 6.82 | 6.16 | 5.25
Alverdiscott / Indian Queens 132kV | EAST YELLAND 33KV | Braunton | Primary | 11 | -4.1497 | 51.1151 | System Transformation | Headroom (MW) | Thermal | 8.93 | 8.88 | 8.79 | 8.63 | 8.44 | 8.25 | 8.05 | 7.73 | 7.36 | 6.97 | 6.51 | 6.01 | 5.5 | 5.04 | 4.5 | 3.31 | 1.42 | -0.6
Alverdiscott / Indian Queens 132kV | EAST YELLAND 33KV | Braunton | Primary | 11 | -4.1497 | 51.1151 | WPD Best View | Headroom (MW) | Thermal | 8.93 | 8.88 | 8.79 | 8.63 | 8.44 | 8.25 | 8.05 | 7.73 | 7.36 | 6.97 | 6.51 | 6.01 | 5.5 | 5.04 | 4.5 | 3.31 | 1.42 | -0.6
Alverdiscott / Indian Queens 132kV | EAST YELLAND 33KV | Fremington | Primary | 11 | -4.1456 | 51.067 | Consumer Transformation | Headroom (MW) | Thermal | -1.96 | -2.02 | -2.1 | -2.2 | -2.44 | -3.1 | -3.71 | -4.55 | -5.49 | -6.55 | -7.81 | -9.2 | -10.67 | -12.01 | -13.59 | -18.84 | -24.81 | -30.8
Alverdiscott / Indian Queens 132kV | EAST YELLAND 33KV | Fremington | Primary | 11 | -4.1456 | 51.067 | Leading the Way | Headroom (MW) | Thermal | -1.96 | -2.03 | -2.11 | -2.22 | -2.48 | -2.99 | -3.49 | -4.61 | -5.73 | -6.86 | -7.99 | -9.24 | -11.36 | -13.36 | -15.42 | -22.13 | -30.46 | -35.61
Alverdiscott / Indian Queens 132kV | EAST YELLAND 33KV | Fremington | Primary | 11 | -4.1456 | 51.067 | Steady Progression | Headroom (MW) | Thermal | -1.96 | -1.97 | -1.99 | -2.01 | -2.04 | -2.09 | -2.14 | -2.3 | -2.46 | -2.66 | -2.92 | -3.22 | -3.88 | -4.52 | -5.37 | -6.53 | -7.75 | -9.1
Alverdiscott / Indian Queens 132kV | EAST YELLAND 33KV | Fremington | Primary | 11 | -4.1456 | 51.067 | System Transformation | Headroom (MW) | Thermal | -1.96 | -1.99 | -2.04 | -2.09 | -2.18 | -2.51 | -2.83 | -3.47 | -4.32 | -5.11 | -6.13 | -7.27 | -8.49 | -9.57 | -10.89 | -13.58 | -18.03 | -22.21
Alverdiscott / Indian Queens 132kV | EAST YELLAND 33KV | Fremington | Primary | 11 | -4.1456 | 51.067 | WPD Best View | Headroom (MW) | Thermal | -1.96 | -1.99 | -2.04 | -2.09 | -2.18 | -2.51 | -2.83 | -3.47 | -4.31 | -5.1 | -6.11 | -7.26 | -8.47 | -9.55 | -10.87 | -13.55 | -18 | -22.19
Alverdiscott / Indian Queens 132kV | EAST YELLAND 33KV | Georgeham | Primary | 11 | -4.1773 | 51.1512 | Consumer Transformation | Headroom (MW) | Thermal | 4.94 | 4.88 | 4.81 | 4.73 | 4.5 | 4.3 | 4.1 | 3.91 | 3.72 | 3.55 | 3.37 | 3.2 | 3.04 | 2.87 | 2.7 | 0.73 | -0.48 | -1.74
Alverdiscott / Indian Queens 132kV | EAST YELLAND 33KV | Georgeham | Primary | 11 | -4.1773 | 51.1512 | Leading the Way | Headroom (MW) | Thermal | 4.94 | 4.88 | 4.81 | 4.72 | 4.47 | 4.26 | 4.06 | 3.86 | 3.66 | 3.48 | 3.3 | 3.13 | 2.95 | 2.77 | 2.58 | -0.35 | -1.64 | -3.18
Alverdiscott / Indian Queens 132kV | EAST YELLAND 33KV | Georgeham | Primary | 11 | -4.1773 | 51.1512 | Steady Progression | Headroom (MW) | N/A | 4.94 | 4.91 | 4.87 | 4.84 | 4.8 | 4.75 | 4.7 | 4.66 | 4.61 | 4.56 | 4.52 | 4.48 | 4.44 | 4.4 | 4.37 | 4.25 | 4.09 | 3.82
Alverdiscott / Indian Queens 132kV | EAST YELLAND 33KV | Georgeham | Primary | 11 | -4.1773 | 51.1512 | System Transformation | Headroom (MW) | N/A | 4.94 | 4.9 | 4.85 | 4.8 | 4.7 | 4.6 | 4.49 | 4.38 | 4.28 | 4.18 | 4.09 | 4 | 3.92 | 3.85 | 3.78 | 2.51 | 1.94 | 1.39
Alverdiscott / Indian Queens 132kV | EAST YELLAND 33KV | Georgeham | Primary | 11 | -4.1773 | 51.1512 | WPD Best View | Headroom (MW) | N/A | 4.94 | 4.9 | 4.85 | 4.8 | 4.7 | 4.6 | 4.49 | 4.38 | 4.28 | 4.18 | 4.09 | 4 | 3.92 | 3.85 | 3.78 | 2.51 | 1.94 | 1.39
Alverdiscott / Indian Queens 132kV | EAST YELLAND 33KV | Ilfracombe | Primary | 11 | -4.1098 | 51.2005 | Consumer Transformation | Headroom (MW) | Thermal | 8.62 | 8.51 | 8.36 | 8.17 | 7.6 | 7.16 | 6.8 | 6.41 | 5.99 | 5.62 | 5.27 | 4.93 | 4.57 | 4.19 | 3.8 | 0.32 | -4.01 | -7.38
Alverdiscott / Indian Queens 132kV | EAST YELLAND 33KV | Ilfracombe | Primary | 11 | -4.1098 | 51.2005 | Leading the Way | Headroom (MW) | Thermal | 8.62 | 8.49 | 8.33 | 8.13 | 7.47 | 7.01 | 6.66 | 6.27 | 5.83 | 5.45 | 5.07 | 4.67 | 4.27 | 3.85 | 3.4 | -0.3 | -4.96 | -9.31
Alverdiscott / Indian Queens 132kV | EAST YELLAND 33KV | Ilfracombe | Primary | 11 | -4.1098 | 51.2005 | Steady Progression | Headroom (MW) | N/A | 8.62 | 8.6 | 8.54 | 8.49 | 8.41 | 8.33 | 8.3 | 8.25 | 8.19 | 8.12 | 8.06 | 8 | 7.95 | 7.91 | 7.88 | 7.8 | 7.5 | 6.84
Alverdiscott / Indian Queens 132kV | EAST YELLAND 33KV | Ilfracombe | Primary | 11 | -4.1098 | 51.2005 | System Transformation | Headroom (MW) | N/A | 8.62 | 8.56 | 8.47 | 8.36 | 8.11 | 7.92 | 7.77 | 7.59 | 7.38 | 7.19 | 7.01 | 6.85 | 6.7 | 6.56 | 6.43 | 5.23 | 3.16 | 1.72
Alverdiscott / Indian Queens 132kV | EAST YELLAND 33KV | Ilfracombe | Primary | 11 | -4.1098 | 51.2005 | WPD Best View | Headroom (MW) | N/A | 8.62 | 8.56 | 8.47 | 8.36 | 8.11 | 7.92 | 7.77 | 7.59 | 7.38 | 7.19 | 7.01 | 6.85 | 6.7 | 6.56 | 6.43 | 5.23 | 3.16 | 1.72
Alverdiscott / Indian Queens 132kV | EAST YELLAND 33KV | Northam | Primary | 11 | -4.2097 | 51.0436 | Consumer Transformation | Headroom (MW) | N/A | 9.74 | 9.71 | 9.6 | 9.57 | 9.32 | 9.04 | 8.78 | 8.52 | 8.25 | 8 | 7.76 | 7.52 | 7.28 | 7.02 | 6.77 | 5.23 | 3.26 | 1.14
Alverdiscott / Indian Queens 132kV | EAST YELLAND 33KV | Northam | Primary | 11 | -4.2097 | 51.0436 | Leading the Way | Headroom (MW) | Thermal | 9.74 | 9.7 | 9.59 | 9.58 | 9.33 | 9.05 | 8.76 | 8.5 | 8.23 | 7.95 | 7.69 | 7.43 | 7.16 | 6.88 | 6.59 | 4.83 | 2.65 | -0.1
Alverdiscott / Indian Queens 132kV | EAST YELLAND 33KV | Northam | Primary | 11 | -4.2097 | 51.0436 | Steady Progression | Headroom (MW) | N/A | 9.74 | 9.77 | 9.74 | 9.81 | 9.83 | 9.79 | 9.75 | 9.71 | 9.67 | 9.62 | 9.58 | 9.54 | 9.5 | 9.45 | 9.42 | 9.29 | 9.07 | 8.63
Alverdiscott / Indian Queens 132kV | EAST YELLAND 33KV | Northam | Primary | 11 | -4.2097 | 51.0436 | System Transformation | Headroom (MW) | N/A | 9.74 | 9.74 | 9.68 | 9.72 | 9.67 | 9.55 | 9.42 | 9.29 | 9.16 | 9.03 | 8.9 | 8.78 | 8.67 | 8.57 | 8.47 | 7.94 | 7 | 6.09
Alverdiscott / Indian Queens 132kV | EAST YELLAND 33KV | Northam | Primary | 11 | -4.2097 | 51.0436 | WPD Best View | Headroom (MW) | N/A | 9.74 | 9.77 | 9.74 | 9.81 | 9.83 | 9.79 | 9.75 | 9.71 | 9.67 | 9.62 | 9.58 | 9.54 | 9.5 | 9.45 | 9.42 | 9.29 | 9.07 | 8.63
Alverdiscott / Indian Queens 132kV | EAST YELLAND 33KV | Park Lane SWEB | Primary | 11 | -4.2069 | 51.0238 | Consumer Transformation | Headroom (MW) | Thermal | 10.74 | 10.73 | 10.65 | 10.41 | 9.83 | 9.01 | 8.36 | 7.25 | 5.95 | 4.52 | 2.85 | 0.97 | -0.98 | -2.77 | -4.87 | -10.72 | -16.45 | -23.15
Alverdiscott / Indian Queens 132kV | EAST YELLAND 33KV | Park Lane SWEB | Primary | 11 | -4.2069 | 51.0238 | Leading the Way | Headroom (MW) | Thermal | 10.74 | 10.72 | 10.65 | 10.39 | 9.76 | 9.23 | 8.91 | 7.55 | 6.14 | 4.72 | 3.42 | 1.95 | -0.7 | -3.16 | -5.67 | -12.68 | -19.58 | -24.13
Alverdiscott / Indian Queens 132kV | EAST YELLAND 33KV | Park Lane SWEB | Primary | 11 | -4.2069 | 51.0238 | Steady Progression | Headroom (MW) | N/A | 10.74 | 10.84 | 10.92 | 10.91 | 10.87 | 10.85 | 10.91 | 10.72 | 10.53 | 10.26 | 9.91 | 9.49 | 8.57 | 7.68 | 6.51 | 4.95 | 3.16 | 1.09
Alverdiscott / Indian Queens 132kV | EAST YELLAND 33KV | Park Lane SWEB | Primary | 11 | -4.2069 | 51.0238 | System Transformation | Headroom (MW) | Thermal | 10.74 | 10.8 | 10.83 | 10.72 | 10.5 | 10.02 | 9.67 | 8.83 | 7.8 | 6.66 | 5.21 | 3.56 | 1.85 | 0.31 | -1.53 | -5.01 | -9.18 | -14.05
Alverdiscott / Indian Queens 132kV | EAST YELLAND 33KV | Park Lane SWEB | Primary | 11 | -4.2069 | 51.0238 | WPD Best View | Headroom (MW) | N/A | 10.74 | 10.84 | 10.92 | 10.91 | 10.87 | 10.85 | 10.91 | 10.72 | 10.53 | 10.26 | 9.91 | 9.49 | 8.57 | 7.68 | 6.51 | 4.95 | 3.16 | 1.09
Alverdiscott / Indian Queens 132kV | FRADDON 33kV 'J' & 'K' BARS | Drinnick. | Primary | 11 | -4.8744 | 50.3622 | Consumer Transformation | Headroom (MW) | Thermal | -15.26 | -15.33 | -15.5 | -15.68 | -16.03 | -16.49 | -16.93 | -17.49 | -18.1 | -18.78 | -19.56 | -20.42 | -21.33 | -22.16 | -23.16 | -26.8 | -29.32 | -20.82
Alverdiscott / Indian Queens 132kV | FRADDON 33kV 'J' & 'K' BARS | Drinnick. | Primary | 11 | -4.8744 | 50.3622 | Leading the Way | Headroom (MW) | Thermal | -15.26 | -15.34 | -15.51 | -15.7 | -16.08 | -16.4 | -16.7 | -17.38 | -18.05 | -18.71 | -19.34 | -20.04 | -21.3 | -22.49 | -23.73 | -28.49 | -14.85 | -46.63
Alverdiscott / Indian Queens 132kV | FRADDON 33kV 'J' & 'K' BARS | Drinnick. | Primary | 11 | -4.8744 | 50.3622 | Steady Progression | Headroom (MW) | Thermal | -15.26 | -15.28 | -15.38 | -15.48 | -15.6 | -15.71 | -15.86 | -16.04 | -16.22 | -16.42 | -16.65 | -16.91 | -17.4 | -17.86 | -18.45 | -19.42 | -20.39 | -21.57
Alverdiscott / Indian Queens 132kV | FRADDON 33kV 'J' & 'K' BARS | Drinnick. | Primary | 11 | -4.8744 | 50.3622 | System Transformation | Headroom (MW) | Thermal | -15.26 | -15.3 | -15.43 | -15.56 | -15.75 | -16.08 | -16.42 | -16.88 | -17.42 | -18.01 | -18.71 | -19.49 | -20.3 | -21.03 | -21.91 | -24.41 | -9.66 | -31.46
Alverdiscott / Indian Queens 132kV | FRADDON 33kV 'J' & 'K' BARS | Drinnick. | Primary | 11 | -4.8744 | 50.3622 | WPD Best View | Headroom (MW) | Thermal | -15.26 | -15.34 | -15.51 | -15.7 | -16.08 | -16.4 | -16.7 | -17.38 | -18.05 | -18.71 | -19.34 | -20.04 | -21.3 | -22.49 | -23.73 | -28.49 | -14.85 | -46.63
Alverdiscott / Indian Queens 132kV | FRADDON 33kV 'J' & 'K' BARS | Newquay Trencreek Ln | Primary | 11 | -5.0569 | 50.4129 | Consumer Transformation | Headroom (MW) | Thermal | 12.96 | 13.41 | 13.88 | 13.85 | 13.49 | 13.22 | 12.87 | 12.47 | 12.08 | 11.71 | 11.24 | 10.78 | 10.35 | 9.89 | 9.42 | 6.74 | 3.31 | -0.3
Alverdiscott / Indian Queens 132kV | FRADDON 33kV 'J' & 'K' BARS | Newquay Trencreek Ln | Primary | 11 | -5.0569 | 50.4129 | Leading the Way | Headroom (MW) | Thermal | 12.96 | 13.46 | 14 | 13.97 | 13.53 | 13.17 | 12.76 | 12.37 | 11.98 | 11.6 | 11.14 | 10.68 | 10.25 | 9.8 | 9.32 | 6.7 | 3.32 | -0.73
Alverdiscott / Indian Queens 132kV | FRADDON 33kV 'J' & 'K' BARS | Newquay Trencreek Ln | Primary | 11 | -5.0569 | 50.4129 | Steady Progression | Headroom (MW) | N/A | 12.96 | 13.41 | 13.89 | 13.96 | 13.95 | 13.93 | 13.91 | 13.89 | 13.83 | 13.7 | 13.59 | 13.48 | 13.37 | 13.27 | 13.18 | 12.83 | 12.38 | 11.75
Alverdiscott / Indian Queens 132kV | FRADDON 33kV 'J' & 'K' BARS | Newquay Trencreek Ln | Primary | 11 | -5.0569 | 50.4129 | System Transformation | Headroom (MW) | N/A | 12.96 | 13.45 | 13.97 | 14 | 13.87 | 13.76 | 13.6 | 13.41 | 13.19 | 12.99 | 12.75 | 12.51 | 12.32 | 12.13 | 11.95 | 11.03 | 9.62 | 8.26
Alverdiscott / Indian Queens 132kV | FRADDON 33kV 'J' & 'K' BARS | Newquay Trencreek Ln | Primary | 11 | -5.0569 | 50.4129 | WPD Best View | Headroom (MW) | Thermal | 12.96 | 13.46 | 14 | 13.97 | 13.53 | 13.17 | 12.76 | 12.37 | 11.98 | 11.6 | 11.14 | 10.68 | 10.25 | 9.8 | 9.32 | 6.7 | 3.32 | -0.73
Alverdiscott / Indian Queens 132kV | FRADDON 33kV 'J' & 'K' BARS | Newquay Trevemper | Primary | 11 | -5.0704 | 50.3975 | Consumer Transformation | Headroom (MW) | Thermal | 5.575 | 5.545 | 5.425 | 5.425 | 4.805 | 4.035 | 2.475 | 0.025 | -2.005 | -4.005 | -6.205 | -8.435 | -10.665 | -12.905 | -15.415 | -25.935 | -38.055 | -50.965
Alverdiscott / Indian Queens 132kV | FRADDON 33kV 'J' & 'K' BARS | Newquay Trevemper | Primary | 11 | -5.0704 | 50.3975 | Leading the Way | Headroom (MW) | Thermal | 5.575 | 5.535 | 5.435 | 5.495 | 4.835 | 4.245 | 2.715 | 0.975 | -0.555 | -2.375 | -4.095 | -5.825 | -8.235 | -10.645 | -13.195 | -23.545 | -34.805 | -45.465
Alverdiscott / Indian Queens 132kV | FRADDON 33kV 'J' & 'K' BARS | Newquay Trevemper | Primary | 11 | -5.0704 | 50.3975 | Steady Progression | Headroom (MW) | Thermal | 5.575 | 5.615 | 5.615 | 5.745 | 5.685 | 5.595 | 5.495 | 5.315 | 4.985 | 3.905 | 3.515 | 3.055 | 2.265 | 1.595 | 0.835 | -0.465 | -0.355 | -2.165
Alverdiscott / Indian Queens 132kV | FRADDON 33kV 'J' & 'K' BARS | Newquay Trevemper | Primary | 11 | -5.0704 | 50.3975 | System Transformation | Headroom (MW) | Thermal | 5.575 | 5.585 | 5.545 | 5.655 | 5.425 | 5.005 | 4.555 | 3.955 | 2.525 | 1.465 | 0.205 | -1.105 | -2.385 | -3.485 | -4.755 | -8.475 | -13.155 | -16.665
Alverdiscott / Indian Queens 132kV | FRADDON 33kV 'J' & 'K' BARS | Newquay Trevemper | Primary | 11 | -5.0704 | 50.3975 | WPD Best View | Headroom (MW) | Thermal | 5.575 | 5.535 | 5.435 | 5.495 | 4.835 | 4.245 | 2.715 | 0.975 | -0.555 | -2.375 | -4.095 | -5.825 | -8.235 | -10.645 | -13.195 | -23.545 | -34.805 | -45.465
Alverdiscott / Indian Queens 132kV | FRADDON 33kV 'J' & 'K' BARS | Probus 33 | Primary | 11 | -4.9515 | 50.2982 | Consumer Transformation | Headroom (MW) | Thermal | 3.07 | 3.04 | 3.06 | 3.1 | 2.95 | 2.83 | 2.72 | 2.61 | 2.5 | 2.4 | 2.3 | 2.19 | 2.09 | 1.98 | 1.87 | 0.88 | -0.04 | -1.03
Alverdiscott / Indian Queens 132kV | FRADDON 33kV 'J' & 'K' BARS | Probus 33 | Primary | 11 | -4.9515 | 50.2982 | Leading the Way | Headroom (MW) | Thermal | 3.07 | 3.04 | 3.06 | 3.13 | 2.96 | 2.84 | 2.71 | 2.59 | 2.48 | 2.38 | 2.26 | 2.15 | 2.03 | 1.91 | 1.78 | 0.71 | -0.3 | -1.61
Alverdiscott / Indian Queens 132kV | FRADDON 33kV 'J' & 'K' BARS | Probus 33 | Primary | 11 | -4.9515 | 50.2982 | Steady Progression | Headroom (MW) | N/A | 3.07 | 3.07 | 3.12 | 3.2 | 3.18 | 3.16 | 3.14 | 3.12 | 3.11 | 3.08 | 3.06 | 3.04 | 3.02 | 3 | 2.98 | 2.93 | 2.82 | 2.6
Alverdiscott / Indian Queens 132kV | FRADDON 33kV 'J' & 'K' BARS | Probus 33 | Primary | 11 | -4.9515 | 50.2982 | System Transformation | Headroom (MW) | N/A | 3.07 | 3.06 | 3.1 | 3.17 | 3.11 | 3.06 | 3.01 | 2.95 | 2.89 | 2.84 | 2.79 | 2.74 | 2.69 | 2.65 | 2.61 | 2.25 | 1.81 | 1.4
Alverdiscott / Indian Queens 132kV | FRADDON 33kV 'J' & 'K' BARS | Probus 33 | Primary | 11 | -4.9515 | 50.2982 | WPD Best View | Headroom (MW) | Thermal | 3.07 | 3.04 | 3.06 | 3.13 | 2.96 | 2.84 | 2.71 | 2.59 | 2.48 | 2.38 | 2.26 | 2.15 | 2.03 | 1.91 | 1.78 | 0.71 | -0.3 | -1.61
Alverdiscott / Indian Queens 132kV | FRADDON 33kV 'J' & 'K' BARS | Roseland | Primary | 11 | -4.9785 | 50.1983 | Consumer Transformation | Headroom (MW) | N/A | 5.49 | 5.46 | 5.41 | 5.34 | 5.14 | 4.97 | 4.81 | 4.65 | 4.5 | 4.36 | 4.22 | 4.08 | 3.94 | 3.8 | 3.65 | 2.74 | 1.69 | 0.6
Alverdiscott / Indian Queens 132kV | FRADDON 33kV 'J' & 'K' BARS | Roseland | Primary | 11 | -4.9785 | 50.1983 | Leading the Way | Headroom (MW) | N/A | 5.49 | 5.45 | 5.4 | 5.33 | 5.1 | 4.94 | 4.77 | 4.61 | 4.46 | 4.32 | 4.17 | 4.02 | 3.87 | 3.71 | 3.54 | 2.59 | 1.47 | 0.1
Alverdiscott / Indian Queens 132kV | FRADDON 33kV 'J' & 'K' BARS | Roseland | Primary | 11 | -4.9785 | 50.1983 | Steady Progression | Headroom (MW) | N/A | 5.49 | 5.48 | 5.46 | 5.44 | 5.4 | 5.36 | 5.32 | 5.28 | 5.24 | 5.2 | 5.16 | 5.13 | 5.09 | 5.06 | 5.03 | 4.92 | 4.78 | 4.55
Alverdiscott / Indian Queens 132kV | FRADDON 33kV 'J' & 'K' BARS | Roseland | Primary | 11 | -4.9785 | 50.1983 | System Transformation | Headroom (MW) | N/A | 5.49 | 5.47 | 5.44 | 5.4 | 5.31 | 5.23 | 5.14 | 5.06 | 4.98 | 4.9 | 4.83 | 4.75 | 4.69 | 4.62 | 4.56 | 4.24 | 3.74 | 3.27
Alverdiscott / Indian Queens 132kV | FRADDON 33kV 'J' & 'K' BARS | Roseland | Primary | 11 | -4.9785 | 50.1983 | WPD Best View | Headroom (MW) | N/A | 5.49 | 5.45 | 5.4 | 5.33 | 5.1 | 4.94 | 4.77 | 4.61 | 4.46 | 4.32 | 4.17 | 4.02 | 3.87 | 3.71 | 3.54 | 2.59 | 1.47 | 0.1
Alverdiscott / Indian Queens 132kV | FRADDON 33kV 'J' & 'K' BARS | Truro Shortlanesend | Primary | 11 | -5.0703 | 50.2778 | Consumer Transformation | Headroom (MW) | Thermal | 9.805 | 9.875 | 9.865 | 9.845 | 9.555 | 8.335 | 7.175 | 5.655 | 3.965 | 2.105 | -0.115 | -2.585 | -5.105 | -7.455 | -10.185 | -18.715 | -28.475 | -39.805
Alverdiscott / Indian Queens 132kV | FRADDON 33kV 'J' & 'K' BARS | Truro Shortlanesend | Primary | 11 | -5.0703 | 50.2778 | Leading the Way | Headroom (MW) | Thermal | 9.805 | 9.885 | 9.895 | 9.915 | 9.635 | 8.605 | 7.565 | 5.555 | 3.555 | 1.545 | -0.535 | -2.815 | -6.395 | -9.795 | -13.315 | -24.275 | -36.545 | -47.195
Alverdiscott / Indian Queens 132kV | FRADDON 33kV 'J' & 'K' BARS | Truro Shortlanesend | Primary | 11 | -5.0703 | 50.2778 | Steady Progression | Headroom (MW) | Thermal | 9.805 | 9.965 | 10.085 | 10.245 | 10.455 | 10.375 | 10.295 | 10.035 | 9.765 | 9.415 | 8.985 | 8.475 | 7.395 | 6.335 | 4.965 | 2.955 | 0.715 | -1.885
Alverdiscott / Indian Queens 132kV | FRADDON 33kV 'J' & 'K' BARS | Truro Shortlanesend | Primary | 11 | -5.0703 | 50.2778 | System Transformation | Headroom (MW) | Thermal | 9.805 | 9.945 | 10.025 | 10.135 | 10.205 | 9.645 | 9.045 | 7.935 | 6.495 | 5.155 | 3.415 | 1.445 | -0.595 | -2.425 | -4.615 | -8.855 | -15.355 | -22.855
Alverdiscott / Indian Queens 132kV | FRADDON 33kV 'J' & 'K' BARS | Truro Shortlanesend | Primary | 11 | -5.0703 | 50.2778 | WPD Best View | Headroom (MW) | Thermal | 9.805 | 9.885 | 9.895 | 9.915 | 9.635 | 8.605 | 7.565 | 5.555 | 3.555 | 1.545 | -0.535 | -2.815 | -6.395 | -9.795 | -13.315 | -24.275 | -36.545 | -47.195
Alverdiscott / Indian Queens 132kV | FRADDON 33kV 'L' & 'M' BARS | Fraddon | Primary | 11 | -4.9365 | 50.3748 | Consumer Transformation | Headroom (MW) | Thermal | -1.495 | -1.535 | -1.615 | -1.625 | -1.995 | -3.295 | -4.495 | -6.225 | -8.225 | -10.485 | -13.255 | -16.365 | -19.635 | -22.615 | -26.215 | -39.415 | -49.415 | -61.305
Alverdiscott / Indian Queens 132kV | FRADDON 33kV 'L' & 'M' BARS | Fraddon | Primary | 11 | -4.9365 | 50.3748 | Leading the Way | Headroom (MW) | Thermal | -1.495 | -1.555 | -1.625 | -1.625 | -2.055 | -2.925 | -3.815 | -6.165 | -8.515 | -10.865 | -13.235 | -15.895 | -20.665 | -25.135 | -29.795 | -47.515 | -60.445 | -69.185
Alverdiscott / Indian Queens 132kV | FRADDON 33kV 'L' & 'M' BARS | Fraddon | Primary | 11 | -4.9365 | 50.3748 | Steady Progression | Headroom (MW) | Thermal | -1.495 | -1.485 | -1.495 | -1.435 | -1.485 | -1.565 | -1.655 | -2.025 | -2.385 | -2.845 | -3.425 | -4.135 | -5.715 | -7.255 | -9.285 | -12.115 | -15.005 | -18.005
Alverdiscott / Indian Queens 132kV | FRADDON 33kV 'L' & 'M' BARS | Fraddon | Primary | 11 | -4.9365 | 50.3748 | System Transformation | Headroom (MW) | Thermal | -1.495 | -1.505 | -1.535 | -1.505 | -1.655 | -2.375 | -3.085 | -4.495 | -6.355 | -8.185 | -10.535 | -13.235 | -16.105 | -18.655 | -21.805 | -29.835 | -37.305 | -46.285
Alverdiscott / Indian Queens 132kV | FRADDON 33kV 'L' & 'M' BARS | Fraddon | Primary | 11 | -4.9365 | 50.3748 | WPD Best View | Headroom (MW) | Thermal | -1.495 | -1.555 | -1.625 | -1.625 | -2.055 | -2.925 | -3.815 | -6.165 | -8.515 | -10.865 | -13.235 | -15.895 | -20.665 | -25.135 | -29.795 | -47.515 | -60.445 | -69.185
Alverdiscott / Indian Queens 132kV | FRADDON 33kV 'L' & 'M' BARS | Padstow | Primary | 11 | -4.9532 | 50.5134 | Consumer Transformation | Headroom (MW) | Thermal | 3.93 | 3.87 | 3.76 | 3.64 | 3.22 | 2.88 | 2.56 | 2.24 | 1.93 | 1.63 | 1.33 | 1.03 | 0.73 | 0.43 | 0.12 | -2.93 | -5.07 | -7.28
Alverdiscott / Indian Queens 132kV | FRADDON 33kV 'L' & 'M' BARS | Padstow | Primary | 11 | -4.9532 | 50.5134 | Leading the Way | Headroom (MW) | Thermal | 3.93 | 3.86 | 3.75 | 3.62 | 3.16 | 2.81 | 2.47 | 2.15 | 1.84 | 1.54 | 1.22 | 0.91 | 0.59 | 0.26 | -0.09 | -3.21 | -5.49 | -8.19
Alverdiscott / Indian Queens 132kV | FRADDON 33kV 'L' & 'M' BARS | Padstow | Primary | 11 | -4.9532 | 50.5134 | Steady Progression | Headroom (MW) | N/A | 3.93 | 3.91 | 3.87 | 3.82 | 3.75 | 3.67 | 3.6 | 3.52 | 3.45 | 3.37 | 3.29 | 3.22 | 3.15 | 3.09 | 3.03 | 2.8 | 2.48 | 2.04
Alverdiscott / Indian Queens 132kV | FRADDON 33kV 'L' & 'M' BARS | Padstow | Primary | 11 | -4.9532 | 50.5134 | System Transformation | Headroom (MW) | Thermal | 3.93 | 3.89 | 3.82 | 3.75 | 3.56 | 3.4 | 3.23 | 3.06 | 2.89 | 2.74 | 2.58 | 2.43 | 2.29 | 2.15 | 2.02 | 0.74 | -0.26 | -1.21
Alverdiscott / Indian Queens 132kV | FRADDON 33kV 'L' & 'M' BARS | Padstow | Primary | 11 | -4.9532 | 50.5134 | WPD Best View | Headroom (MW) | Thermal | 3.93 | 3.86 | 3.75 | 3.62 | 3.16 | 2.81 | 2.47 | 2.15 | 1.84 | 1.54 | 1.22 | 0.91 | 0.59 | 0.26 | -0.09 | -3.21 | -5.49 | -8.19
Alverdiscott / Indian Queens 132kV | FRADDON 33kV 'L' & 'M' BARS | St Columb Major | Primary | 11 | -4.9191 | 50.4377 | Consumer Transformation | Headroom (MW) | Thermal | 3.13 | 3.1 | 3.01 | 2.91 | 2.63 | 2.04 | 1.52 | 0.69 | -0.29 | -1.41 | -2.8 | -4.38 | -6.06 | -7.57 | -9.41 | -15.08 | -19.24 | -24.2
Alverdiscott / Indian Queens 132kV | FRADDON 33kV 'L' & 'M' BARS | St Columb Major | Primary | 11 | -4.9191 | 50.4377 | Leading the Way | Headroom (MW) | Thermal | 3.13 | 3.09 | 3 | 2.89 | 2.58 | 2.33 | 2.1 | 1.03 | -0.04 | -1.11 | -2.14 | -3.35 | -5.75 | -7.98 | -10.31 | -17.5 | -22.67 | -25.09
Alverdiscott / Indian Queens 132kV | FRADDON 33kV 'L' & 'M' BARS | St Columb Major | Primary | 11 | -4.9191 | 50.4377 | Steady Progression | Headroom (MW) | Thermal | 3.13 | 3.13 | 3.09 | 3.05 | 2.99 | 2.93 | 2.87 | 2.66 | 2.45 | 2.19 | 1.85 | 1.44 | 0.55 | -0.32 | -1.47 | -3.06 | -4.68 | -6.38
Alverdiscott / Indian Queens 132kV | FRADDON 33kV 'L' & 'M' BARS | St Columb Major | Primary | 11 | -4.9191 | 50.4377 | System Transformation | Headroom (MW) | Thermal | 3.13 | 3.12 | 3.06 | 2.99 | 2.86 | 2.42 | 1.99 | 1.26 | 0.34 | -0.69 | -2 | -3.49 | -5.08 | -6.49 | -8.22 | -12.07 | -15.45 | -19.54
Alverdiscott / Indian Queens 132kV | FRADDON 33kV 'L' & 'M' BARS | St Columb Major | Primary | 11 | -4.9191 | 50.4377 | WPD Best View | Headroom (MW) | Thermal | 3.13 | 3.09 | 3 | 2.89 | 2.58 | 2.33 | 2.1 | 1.03 | -0.04 | -1.11 | -2.14 | -3.35 | -5.75 | -7.98 | -10.31 | -17.5 | -22.67 | -25.09
Alverdiscott / Indian Queens 132kV | FRADDON 33kV 'L' & 'M' BARS | St Mawgan | Primary | 11 | -5.0057 | 50.4273 | Consumer Transformation | Headroom (MW) | Thermal | 0.65 | 0.66 | 0.59 | 0.51 | 0.33 | 0.15 | -0.82 | -2.51 | -3.74 | -4.86 | -6.04 | -7.15 | -8.21 | -9.35 | -10.62 | -17.65 | -25.31 | -33.11
Alverdiscott / Indian Queens 132kV | FRADDON 33kV 'L' & 'M' BARS | St Mawgan | Primary | 11 | -5.0057 | 50.4273 | Leading the Way | Headroom (MW) | Thermal | 0.65 | 0.66 | 0.6 | 0.53 | 0.35 | 0.18 | -0.88 | -1.76 | -2.44 | -3.42 | -4.28 | -5.1 | -5.95 | -6.87 | -7.89 | -14.2 | -20.32 | -26.69
Alverdiscott / Indian Queens 132kV | FRADDON 33kV 'L' & 'M' BARS | St Mawgan | Primary | 11 | -5.0057 | 50.4273 | Steady Progression | Headroom (MW) | Thermal | 0.65 | 0.68 | 0.66 | 0.63 | 0.61 | 0.58 | 0.54 | 0.5 | 0.31 | -0.55 | -0.73 | -0.93 | -1.2 | -1.37 | -1.49 | -1.85 | -2.32 | -2.8
Alverdiscott / Indian Queens 132kV | FRADDON 33kV 'L' & 'M' BARS | St Mawgan | Primary | 11 | -5.0057 | 50.4273 | System Transformation | Headroom (MW) | Thermal | 0.65 | 0.67 | 0.64 | 0.6 | 0.54 | 0.45 | 0.36 | 0.26 | -0.53 | -0.92 | -1.36 | -1.74 | -2.07 | -2.31 | -2.57 | -4.56 | -6.47 | -8.45
Alverdiscott / Indian Queens 132kV | FRADDON 33kV 'L' & 'M' BARS | St Mawgan | Primary | 11 | -5.0057 | 50.4273 | WPD Best View | Headroom (MW) | Thermal | 0.65 | 0.66 | 0.6 | 0.53 | 0.35 | 0.18 | -0.88 | -1.76 | -2.44 | -3.42 | -4.28 | -5.1 | -5.95 | -6.87 | -7.89 | -14.2 | -20.32 | -26.69
Alverdiscott / Indian Queens 132kV | HAYLE 33KV | Geevor | Primary | 11 | -5.6732 | 50.1487 | Consumer Transformation | Headroom (MW) | N/A | 5.82 | 5.78 | 5.73 | 5.66 | 5.48 | 5.34 | 5.2 | 5.07 | 4.94 | 4.83 | 4.72 | 4.61 | 4.5 | 4.38 | 4.26 | 3.38 | 2.39 | 1.35
Alverdiscott / Indian Queens 132kV | HAYLE 33KV | Geevor | Primary | 11 | -5.6732 | 50.1487 | Leading the Way | Headroom (MW) | Thermal | 5.82 | 5.78 | 5.72 | 5.65 | 5.44 | 5.3 | 5.16 | 5.03 | 4.9 | 4.78 | 4.67 | 4.55 | 4.43 | 4.29 | -0.98 | -1.93 | -3 | -4.34
Alverdiscott / Indian Queens 132kV | HAYLE 33KV | Geevor | Primary | 11 | -5.6732 | 50.1487 | Steady Progression | Headroom (MW) | N/A | 5.82 | 5.81 | 5.79 | 5.76 | 5.73 | 5.7 | 5.66 | 5.63 | 5.6 | 5.57 | 5.53 | 5.5 | 5.48 | 5.46 | 5.44 | 5.38 | 5.27 | 5.06
Alverdiscott / Indian Queens 132kV | HAYLE 33KV | Geevor | Primary | 11 | -5.6732 | 50.1487 | System Transformation | Headroom (MW) | N/A | 5.82 | 5.8 | 5.76 | 5.72 | 5.64 | 5.57 | 5.5 | 5.43 | 5.36 | 5.3 | 5.23 | 5.18 | 5.13 | 5.09 | 5.05 | 4.76 | 4.29 | 3.85
Alverdiscott / Indian Queens 132kV | HAYLE 33KV | Geevor | Primary | 11 | -5.6732 | 50.1487 | WPD Best View | Headroom (MW) | Thermal | 5.82 | 5.78 | 5.72 | 5.65 | 5.44 | 5.3 | 5.16 | 5.03 | 4.9 | 4.78 | 4.67 | 4.55 | 4.43 | 4.29 | -0.98 | -1.93 | -3 | -4.34
Alverdiscott / Indian Queens 132kV | HAYLE 33KV | Hayle | Primary | 11 | -5.4284 | 50.1928 | Consumer Transformation | Headroom (MW) | Thermal | 5.675 | 5.585 | 5.715 | 5.725 | 5.095 | 4.265 | 3.485 | -6.955 | -8.005 | -28.865 | -49.915 | -51.345 | -52.815 | -54.205 | -104.8974 | -165.7274 | -168.8082 | -172.1797
Alverdiscott / Indian Queens 132kV | HAYLE 33KV | Hayle | Primary | 11 | -5.4284 | 50.1928 | Leading the Way | Headroom (MW) | Thermal | 5.675 | 5.565 | 5.745 | 5.805 | 5.115 | 4.455 | 3.805 | -6.825 | -7.965 | -19.345 | -30.735 | -31.965 | -33.915 | -32.085 | -67.4178 | -72.9123 | -78.267 | -81.7153
Alverdiscott / Indian Queens 132kV | HAYLE 33KV | Hayle | Primary | 11 | -5.4284 | 50.1928 | Steady Progression | Headroom (MW) | N/A | 5.675 | 5.695 | 5.935 | 6.115 | 6.135 | 6.055 | 5.975 | 5.795 | 5.605 | 5.365 | 5.075 | 4.755 | 4.115 | 3.485 | 2.695 | 5.185 | 3.775 | 2.005
Alverdiscott / Indian Queens 132kV | HAYLE 33KV | Hayle | Primary | 11 | -5.4284 | 50.1928 | System Transformation | Headroom (MW) | Thermal | 5.675 | 5.655 | 5.875 | 6.015 | 5.835 | 5.375 | 4.895 | 4.215 | 3.415 | 2.555 | 1.495 | 0.335 | -0.855 | -1.925 | -13.435 | -12.405 | -16.105 | -20.205
Alverdiscott / Indian Queens 132kV | HAYLE 33KV | Hayle | Primary | 11 | -5.4284 | 50.1928 | WPD Best View | Headroom (MW) | Thermal | 5.675 | 5.565 | 5.745 | 5.805 | 5.115 | 4.455 | 3.805 | -6.825 | -7.965 | -19.345 | -30.735 | -31.965 | -33.915 | -32.085 | -54.545 | -60.785 | -67.775 | -74.005
Alverdiscott / Indian Queens 132kV | HAYLE 33KV | Isles Of Scilly | Primary | 11 | -6.3128 | 49.9144 | Consumer Transformation | Headroom (MW) | N/A | 1.95 | 1.92 | 1.89 | 1.85 | 1.67 | 1.54 | 1.42 | 1.29 | 1.17 | 1.06 | 0.94 | 0.82 | 0.7 | 0.58 | 0.46 | 2.74 | 1.96 | 1.18
Alverdiscott / Indian Queens 132kV | HAYLE 33KV | Isles Of Scilly | Primary | 11 | -6.3128 | 49.9144 | Leading the Way | Headroom (MW) | N/A | 1.95 | 1.92 | 1.88 | 1.84 | 1.63 | 1.5 | 1.37 | 1.24 | 1.12 | 1 | 0.87 | 0.75 | 0.63 | 3.51 | 3.37 | 2.65 | 1.84 | 0.92
Alverdiscott / Indian Queens 132kV | HAYLE 33KV | Isles Of Scilly | Primary | 11 | -6.3128 | 49.9144 | Steady Progression | Headroom (MW) | N/A | 1.95 | 1.94 | 1.92 | 1.9 | 1.87 | 1.84 | 1.81 | 1.78 | 1.75 | 1.72 | 1.69 | 1.66 | 1.63 | 1.6 | 1.57 | 1.46 | 4.41 | 4.24
Alverdiscott / Indian Queens 132kV | HAYLE 33KV | Isles Of Scilly | Primary | 11 | -6.3128 | 49.9144 | System Transformation | Headroom (MW) | N/A | 1.95 | 1.93 | 1.91 | 1.88 | 1.8 | 1.74 | 1.67 | 1.61 | 1.54 | 1.48 | 1.42 | 1.35 | 1.29 | 1.24 | 1.18 | 3.95 | 3.58 | 3.22
Alverdiscott / Indian Queens 132kV | HAYLE 33KV | Isles Of Scilly | Primary | 11 | -6.3128 | 49.9144 | WPD Best View | Headroom (MW) | N/A | 1.95 | 1.92 | 1.88 | 1.84 | 1.63 | 1.5 | 1.37 | 1.24 | 1.12 | 1 | 0.87 | 0.75 | 0.63 | 3.51 | 3.37 | 2.65 | 1.84 | 0.92
Alverdiscott / Indian Queens 132kV | HAYLE 33KV | Marazion | Primary | 11 | -5.465 | 50.1371 | Consumer Transformation | Headroom (MW) | Thermal | 4.38 | 4.31 | 4.22 | 4.11 | 3.78 | 3.53 | 3.3 | 3.08 | 2.86 | 2.67 | 2.47 | 2.29 | 2.1 | 1.9 | 1.69 | 0.04 | -1.61 | -3.36
Alverdiscott / Indian Queens 132kV | HAYLE 33KV | Marazion | Primary | 11 | -5.465 | 50.1371 | Leading the Way | Headroom (MW) | Thermal | 4.38 | 4.3 | 4.2 | 4.09 | 3.7 | 3.45 | 3.21 | 2.98 | 2.76 | 2.57 | 2.36 | 2.16 | 1.95 | 1.72 | 1.47 | -0.27 | -2.06 | -4.32
Alverdiscott / Indian Queens 132kV | HAYLE 33KV | Marazion | Primary | 11 | -5.465 | 50.1371 | Steady Progression | Headroom (MW) | N/A | 4.38 | 4.37 | 4.33 | 4.3 | 4.24 | 4.19 | 4.14 | 4.09 | 4.04 | 3.98 | 3.93 | 3.89 | 3.85 | 3.81 | 3.78 | 3.69 | 3.5 | 3.16
Alverdiscott / Indian Queens 132kV | HAYLE 33KV | Marazion | Primary | 11 | -5.465 | 50.1371 | System Transformation | Headroom (MW) | N/A | 4.38 | 4.34 | 4.28 | 4.22 | 4.07 | 3.96 | 3.83 | 3.71 | 3.6 | 3.49 | 3.39 | 3.29 | 3.21 | 3.13 | 3.05 | 2.5 | 1.73 | 1.01
Alverdiscott / Indian Queens 132kV | HAYLE 33KV | Marazion | Primary | 11 | -5.465 | 50.1371 | WPD Best View | Headroom (MW) | Thermal | 4.38 | 4.3 | 4.2 | 4.09 | 3.7 | 3.45 | 3.21 | 2.98 | 2.76 | 2.57 | 2.36 | 2.16 | 1.95 | 1.72 | 1.47 | -0.27 | -2.06 | -4.32
Alverdiscott / Indian Queens 132kV | HAYLE 33KV | Mousehole | Primary | 11 | -5.5488 | 50.0837 | Consumer Transformation | Headroom (MW) | Thermal | 2.665 | 2.655 | 2.615 | 2.585 | 2.475 | 2.385 | 2.285 | 2.205 | 2.115 | 2.035 | 1.955 | 1.865 | 1.785 | 1.705 | 1.615 | 1.105 | 0.485 | -0.175
Alverdiscott / Indian Queens 132kV | HAYLE 33KV | Mousehole | Primary | 11 | -5.5488 | 50.0837 | Leading the Way | Headroom (MW) | Thermal | 2.665 | 2.645 | 2.615 | 2.575 | 2.455 | 2.365 | 2.275 | 2.185 | 2.105 | 2.015 | 1.935 | 1.845 | 1.755 | 1.665 | 1.565 | 1.005 | 0.335 | -0.495
Alverdiscott / Indian Queens 132kV | HAYLE 33KV | Mousehole | Primary | 11 | -5.5488 | 50.0837 | Steady Progression | Headroom (MW) | N/A | 2.665 | 2.665 | 2.655 | 2.645 | 2.625 | 2.605 | 2.585 | 2.565 | 2.555 | 2.535 | 2.515 | 2.495 | 2.475 | 2.465 | 2.445 | 2.405 | 2.335 | 2.215
Alverdiscott / Indian Queens 132kV | HAYLE 33KV | Mousehole | Primary | 11 | -5.5488 | 50.0837 | System Transformation | Headroom (MW) | N/A | 2.665 | 2.655 | 2.635 | 2.615 | 2.575 | 2.535 | 2.485 | 2.435 | 2.395 | 2.355 | 2.305 | 2.265 | 2.235 | 2.195 | 2.165 | 1.995 | 1.705 | 1.435
Alverdiscott / Indian Queens 132kV | HAYLE 33KV | Mousehole | Primary | 11 | -5.5488 | 50.0837 | WPD Best View | Headroom (MW) | Thermal | 2.665 | 2.645 | 2.615 | 2.575 | 2.455 | 2.365 | 2.275 | 2.185 | 2.105 | 2.015 | 1.935 | 1.845 | 1.755 | 1.665 | 1.565 | 1.005 | 0.335 | -0.495
Alverdiscott / Indian Queens 132kV | HAYLE 33KV | Newlyn | Primary | 11 | -5.5621 | 50.1102 | Consumer Transformation | Headroom (MW) | Thermal | 3.25 | 3.21 | 3.15 | 3.08 | 2.87 | 2.72 | 2.58 | 2.44 | 2.31 | 2.19 | 2.07 | 1.95 | 1.83 | 1.7 | 1.57 | 0.65 | -0.42 | -1.55
Alverdiscott / Indian Queens 132kV | HAYLE 33KV | Newlyn | Primary | 11 | -5.5621 | 50.1102 | Leading the Way | Headroom (MW) | Thermal | 3.25 | 3.2 | 3.14 | 3.07 | 2.81 | 2.65 | 2.5 | 2.36 | 2.22 | 2.09 | 1.96 | 1.83 | 1.69 | 1.54 | 1.38 | 0.41 | -0.77 | -2.22
Alverdiscott / Indian Queens 132kV | HAYLE 33KV | Newlyn | Primary | 11 | -5.5621 | 50.1102 | Steady Progression | Headroom (MW) | N/A | 3.25 | 3.24 | 3.22 | 3.19 | 3.15 | 3.12 | 3.08 | 3.05 | 3.01 | 2.98 | 2.95 | 2.92 | 2.89 | 2.87 | 2.86 | 2.79 | 2.65 | 2.42
Alverdiscott / Indian Queens 132kV | HAYLE 33KV | Newlyn | Primary | 11 | -5.5621 | 50.1102 | System Transformation | Headroom (MW) | N/A | 3.25 | 3.23 | 3.19 | 3.15 | 3.04 | 2.97 | 2.89 | 2.82 | 2.75 | 2.68 | 2.61 | 2.55 | 2.5 | 2.45 | 2.4 | 2.11 | 1.59 | 1.09
Alverdiscott / Indian Queens 132kV | HAYLE 33KV | Newlyn | Primary | 11 | -5.5621 | 50.1102 | WPD Best View | Headroom (MW) | Thermal | 3.25 | 3.2 | 3.14 | 3.07 | 2.81 | 2.65 | 2.5 | 2.36 | 2.22 | 2.09 | 1.96 | 1.83 | 1.69 | 1.54 | 1.38 | 0.41 | -0.77 | -2.22
Alverdiscott / Indian Queens 132kV | HAYLE 33KV | Penzance Causewayhead | Primary | 11 | -5.5385 | 50.1203 | Consumer Transformation | Headroom (MW) | N/A | 13.32 | 13.3 | 13.26 | 13.22 | 13.06 | 12.85 | 12.65 | 12.47 | 12.29 | 12.13 | 11.96 | 11.79 | 11.63 | 11.46 | 11.28 | 10.06 | 8.54 | 6.93
Alverdiscott / Indian Queens 132kV | HAYLE 33KV | Penzance Causewayhead | Primary | 11 | -5.5385 | 50.1203 | Leading the Way | Headroom (MW) | N/A | 13.32 | 13.29 | 13.25 | 13.21 | 13.01 | 12.79 | 12.59 | 12.4 | 12.22 | 12.06 | 11.87 | 11.69 | 11.51 | 11.32 | 11.1 | 9.75 | 8.07 | 6.03
Alverdiscott / Indian Queens 132kV | HAYLE 33KV | Penzance Causewayhead | Primary | 11 | -5.5385 | 50.1203 | Steady Progression | Headroom (MW) | N/A | 13.32 | 13.31 | 13.28 | 13.25 | 13.21 | 13.18 | 13.16 | 13.13 | 13.1 | 13.07 | 13.04 | 13.02 | 12.99 | 12.96 | 12.94 | 12.81 | 12.67 | 12.43
Alverdiscott / Indian Queens 132kV | HAYLE 33KV | Penzance Causewayhead | Primary | 11 | -5.5385 | 50.1203 | System Transformation | Headroom (MW) | N/A | 13.32 | 13.31 | 13.27 | 13.24 | 13.18 | 13.14 | 13.05 | 12.94 | 12.85 | 12.75 | 12.67 | 12.59 | 12.51 | 12.44 | 12.38 | 12.03 | 11.3 | 10.56
Alverdiscott / Indian Queens 132kV | HAYLE 33KV | Penzance Causewayhead | Primary | 11 | -5.5385 | 50.1203 | WPD Best View | Headroom (MW) | N/A | 13.32 | 13.29 | 13.25 | 13.21 | 13.01 | 12.79 | 12.59 | 12.4 | 12.22 | 12.06 | 11.87 | 11.69 | 11.51 | 11.32 | 11.1 | 9.75 | 8.07 | 6.03
Alverdiscott / Indian Queens 132kV | HAYLE 33KV | Penzance Heamoor | Primary | 11 | -5.5542 | 50.1317 | Consumer Transformation | Headroom (MW) | N/A | 12.14 | 12.09 | 11.99 | 11.91 | 11.63 | 11.4 | 11.18 | 10.98 | 10.78 | 10.6 | 10.42 | 10.24 | 10.06 | 9.87 | 9.66 | 8.26 | 6.4 | 4.39
Alverdiscott / Indian Queens 132kV | HAYLE 33KV | Penzance Heamoor | Primary | 11 | -5.5542 | 50.1317 | Leading the Way | Headroom (MW) | Thermal | 12.14 | 12.08 | 11.98 | 11.9 | 11.59 | 11.35 | 11.12 | 10.91 | 10.71 | 10.53 | 10.32 | 10.12 | 9.91 | 9.67 | 4.29 | 2.66 | 0.59 | -2.07
Alverdiscott / Indian Queens 132kV | HAYLE 33KV | Penzance Heamoor | Primary | 11 | -5.5542 | 50.1317 | Steady Progression | Headroom (MW) | N/A | 12.14 | 12.13 | 12.1 | 12.09 | 12.04 | 12 | 11.95 | 11.91 | 11.86 | 11.82 | 11.77 | 11.73 | 11.7 | 11.67 | 11.65 | 11.56 | 11.37 | 10.97
Alverdiscott / Indian Queens 132kV | HAYLE 33KV | Penzance Heamoor | Primary | 11 | -5.5542 | 50.1317 | System Transformation | Headroom (MW) | N/A | 12.14 | 12.11 | 12.06 | 12.02 | 11.9 | 11.79 | 11.68 | 11.57 | 11.46 | 11.37 | 11.27 | 11.19 | 11.11 | 11.04 | 10.97 | 10.53 | 9.64 | 8.78
Alverdiscott / Indian Queens 132kV | HAYLE 33KV | Penzance Heamoor | Primary | 11 | -5.5542 | 50.1317 | WPD Best View | Headroom (MW) | Thermal | 12.14 | 12.08 | 11.98 | 11.9 | 11.59 | 11.35 | 11.12 | 10.91 | 10.71 | 10.53 | 10.32 | 10.12 | 9.91 | 9.67 | 4.29 | 2.66 | 0.59 | -2.07
Alverdiscott / Indian Queens 132kV | HAYLE 33KV | St Buryan | Primary | 11 | -5.6296 | 50.0831 | Consumer Transformation | Headroom (MW) | Thermal | 2.415 | 2.385 | 2.335 | 2.275 | 2.115 | 1.985 | 1.855 | 1.735 | 1.615 | 1.505 | 1.395 | 1.285 | 1.185 | 1.075 | 0.955 | 0.195 | -0.615 | -1.495
Alverdiscott / Indian Queens 132kV | HAYLE 33KV | St Buryan | Primary | 11 | -5.6296 | 50.0831 | Leading the Way | Headroom (MW) | Thermal | 2.415 | 2.375 | 2.325 | 2.265 | 2.085 | 1.955 | 1.825 | 1.705 | 1.585 | 1.475 | 1.355 | 1.245 | 1.125 | 1.005 | 0.875 | 0.075 | -0.805 | -1.915
Alverdiscott / Indian Queens 132kV | HAYLE 33KV | St Buryan | Primary | 11 | -5.6296 | 50.0831 | Steady Progression | Headroom (MW) | N/A | 2.415 | 2.405 | 2.385 | 2.365 | 2.335 | 2.305 | 2.275 | 2.245 | 2.215 | 2.185 | 2.145 | 2.115 | 2.095 | 2.065 | 2.045 | 1.975 | 2.515 | 2.335
Alverdiscott / Indian Queens 132kV | HAYLE 33KV | St Buryan | Primary | 11 | -5.6296 | 50.0831 | System Transformation | Headroom (MW) | N/A | 2.415 | 2.395 | 2.365 | 2.325 | 2.255 | 2.195 | 2.125 | 2.055 | 1.995 | 1.935 | 1.875 | 1.815 | 1.765 | 1.725 | 1.685 | 1.415 | 1.675 | 1.315
Alverdiscott / Indian Queens 132kV | HAYLE 33KV | St Buryan | Primary | 11 | -5.6296 | 50.0831 | WPD Best View | Headroom (MW) | Thermal | 2.415 | 2.375 | 2.325 | 2.265 | 2.085 | 1.955 | 1.825 | 1.705 | 1.585 | 1.475 | 1.355 | 1.245 | 1.125 | 1.005 | 0.875 | 0.075 | -0.805 | -1.915
Alverdiscott / Indian Queens 132kV | HAYLE 33KV | St Ives | Primary | 11 | -5.4928 | 50.1921 | Consumer Transformation | Headroom (MW) | Thermal | 5.855 | 5.825 | 5.775 | 5.725 | 5.275 | 4.895 | 4.515 | 4.155 | 3.805 | 3.465 | 3.115 | 2.775 | 2.435 | 2.075 | 1.715 | 1.385 | -1.155 | -3.795
Alverdiscott / Indian Queens 132kV | HAYLE 33KV | St Ives | Primary | 11 | -5.4928 | 50.1921 | Leading the Way | Headroom (MW) | Thermal | 5.855 | 5.815 | 5.765 | 5.705 | 5.215 | 4.815 | 4.435 | 4.065 | 3.705 | 3.365 | 2.995 | 2.635 | 2.265 | 3.735 | 3.325 | 0.975 | -1.755 | -4.955
Alverdiscott / Indian Queens 132kV | HAYLE 33KV | St Ives | Primary | 11 | -5.4928 | 50.1921 | Steady Progression | Headroom (MW) | N/A | 5.855 | 5.845 | 5.805 | 5.775 | 5.725 | 5.685 | 5.655 | 5.615 | 5.545 | 5.465 | 5.385 | 5.315 | 5.245 | 5.185 | 5.125 | 4.895 | 6.415 | 5.895
Alverdiscott / Indian Queens 132kV | HAYLE 33KV | St Ives | Primary | 11 | -5.4928 | 50.1921 | System Transformation | Headroom (MW) | N/A | 5.855 | 5.835 | 5.795 | 5.755 | 5.655 | 5.485 | 5.285 | 5.105 | 4.925 | 4.745 | 4.565 | 4.395 | 4.245 | 4.095 | 3.945 | 5.005 | 3.805 | 2.645
Alverdiscott / Indian Queens 132kV | HAYLE 33KV | St Ives | Primary | 11 | -5.4928 | 50.1921 | WPD Best View | Headroom (MW) | Thermal | 5.855 | 5.815 | 5.765 | 5.705 | 5.215 | 4.815 | 4.435 | 4.065 | 3.705 | 3.365 | 2.995 | 2.635 | 2.265 | 3.735 | 3.325 | 0.975 | -1.755 | -4.955
Alverdiscott / Indian Queens 132kV | North Tawton 33kV | Mortonhampstead | Primary | 11 | -3.766 | 50.6576 | Consumer Transformation | Headroom (MW) | Thermal | 2.555 | 2.525 | 2.475 | 2.425 | 2.285 | 2.165 | 2.055 | 1.955 | 1.845 | 1.755 | 1.665 | 1.575 | 1.485 | 1.395 | 1.295 | 0.665 | -0.095 | -0.905
Alverdiscott / Indian Queens 132kV | North Tawton 33kV | Mortonhampstead | Primary | 11 | -3.766 | 50.6576 | Leading the Way | Headroom (MW) | Thermal | 2.555 | 2.525 | 2.475 | 2.415 | 2.265 | 2.145 | 2.035 | 1.925 | 1.825 | 1.735 | 1.635 | 1.535 | 1.435 | 1.325 | 1.215 | 0.535 | -0.295 | -1.355
Alverdiscott / Indian Queens 132kV | North Tawton 33kV | Mortonhampstead | Primary | 11 | -3.766 | 50.6576 | Steady Progression | Headroom (MW) | N/A | 2.555 | 2.545 | 2.535 | 2.515 | 2.495 | 2.475 | 2.455 | 2.435 | 2.405 | 2.385 | 2.365 | 2.345 | 2.325 | 2.315 | 2.295 | 2.275 | 2.185 | 2.035
Alverdiscott / Indian Queens 132kV | North Tawton 33kV | Mortonhampstead | Primary | 11 | -3.766 | 50.6576 | System Transformation | Headroom (MW) | N/A | 2.555 | 2.535 | 2.505 | 2.475 | 2.425 | 2.365 | 2.305 | 2.255 | 2.205 | 2.155 | 2.105 | 2.055 | 2.015 | 1.985 | 1.955 | 1.765 | 1.415 | 1.085
Alverdiscott / Indian Queens 132kV | North Tawton 33kV | Mortonhampstead | Primary | 11 | -3.766 | 50.6576 | WPD Best View | Headroom (MW) | Thermal | 2.555 | 2.525 | 2.475 | 2.425 | 2.285 | 2.165 | 2.055 | 1.955 | 1.845 | 1.755 | 1.665 | 1.575 | 1.485 | 1.395 | 1.295 | 0.665 | -0.095 | -0.905
Alverdiscott / Indian Queens 132kV | North Tawton 33kV | North Tawton | Primary | 11 | -3.9135 | 50.7963 | Consumer Transformation | Headroom (MW) | Thermal | 9.98 | 7.9 | 7.85 | 7.8 | 7.69 | 7.4 | 7.12 | 6.68 | 6.15 | 5.53 | 4.68 | 3.71 | 2.68 | 1.76 | 0.63 | -1.78 | -4.04 | -5.72
Alverdiscott / Indian Queens 132kV | North Tawton 33kV | North Tawton | Primary | 11 | -3.9135 | 50.7963 | Leading the Way | Headroom (MW) | Thermal | 9.98 | 7.9 | 7.85 | 7.79 | 7.67 | 7.59 | 7.48 | 6.9 | 6.32 | 5.73 | 5.11 | 4.39 | 2.9 | 1.52 | 0.09 | -3.08 | -5.4 | -6.3
Alverdiscott / Indian Queens 132kV | North Tawton 33kV | North Tawton | Primary | 11 | -3.9135 | 50.7963 | Steady Progression | Headroom (MW) | N/A | 9.98 | 7.92 | 7.89 | 7.87 | 7.84 | 7.82 | 7.79 | 7.68 | 7.56 | 7.42 | 7.21 | 6.96 | 6.4 | 5.85 | 5.13 | 4.16 | 3.13 | 2.05
Alverdiscott / Indian Queens 132kV | North Tawton 33kV | North Tawton | Primary | 11 | -3.9135 | 50.7963 | System Transformation | Headroom (MW) | Thermal | 9.98 | 7.91 | 7.88 | 7.84 | 7.79 | 7.57 | 7.33 | 6.93 | 6.42 | 5.84 | 5.03 | 4.09 | 3.1 | 2.22 | 1.14 | -0.67 | -2.62 | -5.17
Alverdiscott / Indian Queens 132kV | North Tawton 33kV | North Tawton | Primary | 11 | -3.9135 | 50.7963 | WPD Best View | Headroom (MW) | Thermal | 9.98 | 7.91 | 7.88 | 7.84 | 7.79 | 7.57 | 7.34 | 6.93 | 6.43 | 5.85 | 5.04 | 4.11 | 3.12 | 2.24 | 1.16 | -0.64 | -2.6 | -5.14
Alverdiscott / Indian Queens 132kV | North Tawton 33kV | Whiddon Down | Primary | 11 | -3.8674 | 50.7179 | Consumer Transformation | Headroom (MW) | Thermal | 3.425 | 3.385 | 3.325 | 3.245 | 3.075 | 2.945 | 2.805 | 2.685 | 2.565 | 2.455 | 2.345 | 2.245 | 2.135 | 2.025 | 1.905 | 1.165 | 0.245 | -0.735
Alverdiscott / Indian Queens 132kV | North Tawton 33kV | Whiddon Down | Primary | 11 | -3.8674 | 50.7179 | Leading the Way | Headroom (MW) | Thermal | 3.425 | 3.375 | 3.315 | 3.235 | 3.045 | 2.905 | 2.775 | 2.645 | 2.525 | 2.415 | 2.305 | 2.185 | 2.065 | 1.935 | 1.805 | 0.985 | -0.005 | -1.305
Alverdiscott / Indian Queens 132kV | North Tawton 33kV | Whiddon Down | Primary | 11 | -3.8674 | 50.7179 | Steady Progression | Headroom (MW) | N/A | 3.425 | 3.415 | 3.395 | 3.375 | 3.345 | 3.315 | 3.285 | 3.255 | 3.225 | 3.195 | 3.165 | 3.145 | 3.115 | 3.095 | 3.075 | 3.035 | 2.935 | 2.735
Alverdiscott / Indian Queens 132kV | North Tawton 33kV | Whiddon Down | Primary | 11 | -3.8674 | 50.7179 | System Transformation | Headroom (MW) | N/A | 3.425 | 3.405 | 3.365 | 3.325 | 3.245 | 3.185 | 3.115 | 3.045 | 2.985 | 2.925 | 2.865 | 2.815 | 2.765 | 2.725 | 2.685 | 2.455 | 2.035 | 1.635
Alverdiscott / Indian Queens 132kV | North Tawton 33kV | Whiddon Down | Primary | 11 | -3.8674 | 50.7179 | WPD Best View | Headroom (MW) | N/A | 3.425 | 3.405 | 3.365 | 3.325 | 3.245 | 3.185 | 3.115 | 3.045 | 2.985 | 2.925 | 2.865 | 2.815 | 2.765 | 2.725 | 2.685 | 2.455 | 2.035 | 1.635
Alverdiscott / Indian Queens 132kV | Pyworthy 33kV | Ashwater | Primary | 11 | -4.2897 | 50.7424 | Consumer Transformation | Headroom (MW) | Thermal | 0.425 | 0.405 | 0.485 | 0.455 | 0.365 | 0.295 | 0.225 | 0.155 | 0.085 | 0.015 | -0.055 | -0.125 | -0.195 | -0.265 | -0.325 | -1.515 | -2.685 | -3.205
Alverdiscott / Indian Queens 132kV | Pyworthy 33kV | Ashwater | Primary | 11 | -4.2897 | 50.7424 | Leading the Way | Headroom (MW) | Thermal | 0.425 | 0.405 | 0.495 | 0.455 | 0.365 | 0.285 | 0.215 | 0.135 | 0.065 | -0.005 | -0.085 | -0.155 | -0.225 | -0.305 | -0.375 | -1.595 | -2.805 | -3.485
Alverdiscott / Indian Queens 132kV | Pyworthy 33kV | Ashwater | Primary | 11 | -4.2897 | 50.7424 | Steady Progression | Headroom (MW) | N/A | 0.425 | 0.425 | 0.505 | 0.505 | 0.495 | 0.495 | 0.485 | 0.475 | 0.465 | 0.445 | 0.435 | 0.415 | 0.405 | 0.395 | 0.385 | 0.355 | 0.295 | 0.195
Alverdiscott / Indian Queens 132kV | Pyworthy 33kV | Ashwater | Primary | 11 | -4.2897 | 50.7424 | System Transformation | Headroom (MW) | Thermal | 0.425 | 0.415 | 0.505 | 0.495 | 0.465 | 0.435 | 0.395 | 0.355 | 0.325 | 0.285 | 0.255 | 0.215 | 0.195 | 0.165 | 0.135 | -0.375 | -0.935 | -1.145
Alverdiscott / Indian Queens 132kV | Pyworthy 33kV | Ashwater | Primary | 11 | -4.2897 | 50.7424 | WPD Best View | Headroom (MW) | Thermal | 0.425 | 0.425 | 0.505 | 0.495 | 0.475 | 0.465 | 0.445 | 0.435 | 0.415 | 0.395 | 0.365 | 0.345 | 0.325 | 0.305 | 0.295 | 0.125 | 0.005 | -0.165
Alverdiscott / Indian Queens 132kV | Pyworthy 33kV | Clovelly | Primary | 11 | -4.4044 | 50.9838 | Consumer Transformation | Headroom (MW) | Thermal | 3.2 | 3.16 | 3.09 | 3.02 | 2.88 | 2.7 | 2.49 | 2.26 | 2.05 | 1.85 | 1.56 | 1.28 | 1 | 0.7 | 0.4 | -1.39 | -3.81 | -6.34
Alverdiscott / Indian Queens 132kV | Pyworthy 33kV | Clovelly | Primary | 11 | -4.4044 | 50.9838 | Leading the Way | Headroom (MW) | Thermal | 3.2 | 3.15 | 3.08 | 3 | 2.87 | 2.69 | 2.47 | 2.26 | 2.08 | 1.88 | 1.62 | 1.36 | 1.1 | 0.82 | 0.53 | -1.15 | -3.36 | -5.94
Alverdiscott / Indian Queens 132kV | Pyworthy 33kV | Clovelly | Primary | 11 | -4.4044 | 50.9838 | Steady Progression | Headroom (MW) | N/A | 3.2 | 3.19 | 3.16 | 3.14 | 3.18 | 3.15 | 3.11 | 3.08 | 3.05 | 2.97 | 2.93 | 2.88 | 2.82 | 2.78 | 2.75 | 2.63 | 2.43 | 2.13
Alverdiscott / Indian Queens 132kV | Pyworthy 33kV | Clovelly | Primary | 11 | -4.4044 | 50.9838 | System Transformation | Headroom (MW) | N/A | 3.2 | 3.18 | 3.13 | 3.09 | 3.08 | 3 | 2.91 | 2.83 | 2.72 | 2.63 | 2.5 | 2.39 | 2.29 | 2.2 | 2.13 | 1.63 | 0.81 | 0
Alverdiscott / Indian Queens 132kV | Pyworthy 33kV | Clovelly | Primary | 11 | -4.4044 | 50.9838 | WPD Best View | Headroom (MW) | N/A | 3.2 | 3.19 | 3.16 | 3.14 | 3.18 | 3.15 | 3.11 | 3.08 | 3.05 | 2.97 | 2.93 | 2.88 | 2.82 | 2.78 | 2.75 | 2.63 | 2.43 | 2.13
Alverdiscott / Indian Queens 132kV | Pyworthy 33kV | East Curry | Primary | 11 | -4.4218 | 50.7122 | Consumer Transformation | Headroom (MW) | Thermal | -5.57 | -5.61 | -5.67 | -5.75 | -5.93 | -6.77 | -7.52 | -8.82 | -10.41 | -12.3 | -14.66 | -17.39 | -20.3 | -22.89 | -26.09 | -35.35 | -41.44 | -48.97
Alverdiscott / Indian Queens 132kV | Pyworthy 33kV | East Curry | Primary | 11 | -4.4218 | 50.7122 | Leading the Way | Headroom (MW) | Thermal | -5.57 | -5.61 | -5.68 | -5.76 | -5.96 | -6.16 | -6.36 | -8.11 | -9.88 | -11.65 | -13.34 | -15.36 | -19.58 | -23.49 | -27.56 | -40.13 | -47.97 | -50.37
Alverdiscott / Indian Queens 132kV | Pyworthy 33kV | East Curry | Primary | 11 | -4.4218 | 50.7122 | Steady Progression | Headroom (MW) | Thermal | -5.57 | -5.57 | -5.59 | -5.61 | -5.64 | -5.67 | -5.7 | -6.01 | -6.33 | -6.74 | -7.29 | -7.96 | -9.56 | -11.11 | -13.18 | -15.85 | -18.54 | -21.27
Alverdiscott / Indian Queens 132kV | Pyworthy 33kV | East Curry | Primary | 11 | -4.4218 | 50.7122 | System Transformation | Headroom (MW) | Thermal | -5.57 | -5.59 | -5.63 | -5.67 | -5.74 | -6.42 | -7.08 | -8.3 | -9.87 | -11.68 | -13.97 | -16.63 | -19.46 | -21.97 | -25.08 | -32 | -37.44 | -44.21
Alverdiscott / Indian Queens 132kV | Pyworthy 33kV | East Curry | Primary | 11 | -4.4218 | 50.7122 | WPD Best View | Headroom (MW) | Thermal | -5.57 | -5.61 | -5.67 | -5.74 | -5.91 | -6.09 | -6.27 | -8.01 | -9.75 | -11.5 | -13.18 | -15.17 | -19.38 | -23.26 | -27.31 | -39.39 | -47.08 | -49.31
Alverdiscott / Indian Queens 132kV | Pyworthy 33kV | Hatherleigh | Primary | 11 | -4.0757 | 50.8175 | Consumer Transformation | Headroom (MW) | Thermal | -0.875 | -0.935 | -1.035 | -1.125 | -1.395 | -1.825 | -2.225 | -2.805 | -3.465 | -4.185 | -5.145 | -6.225 | -7.365 | -8.395 | -9.645 | -13.485 | -16.825 | -20.785
Alverdiscott / Indian Queens 132kV | Pyworthy 33kV | Hatherleigh | Primary | 11 | -4.0757 | 50.8175 | Leading the Way | Headroom (MW) | Thermal | -0.875 | -0.945 | -1.045 | -1.135 | -1.425 | -1.665 | -1.905 | -2.635 | -3.345 | -4.045 | -4.775 | -5.615 | -7.225 | -8.725 | -10.295 | -15.485 | -19.585 | -22.065
Alverdiscott / Indian Queens 132kV | Pyworthy 33kV | Hatherleigh | Primary | 11 | -4.0757 | 50.8175 | Steady Progression | Headroom (MW) | Thermal | -0.875 | -0.885 | -0.925 | -0.925 | -0.975 | -1.015 | -1.065 | -1.205 | -1.335 | -1.505 | -1.725 | -1.995 | -2.585 | -3.145 | -3.895 | -4.885 | -5.985 | -7.235
Alverdiscott / Indian Queens 132kV | Pyworthy 33kV | Hatherleigh | Primary | 11 | -4.0757 | 50.8175 | System Transformation | Headroom (MW) | Thermal | -0.875 | -0.905 | -0.965 | -1.005 | -1.115 | -1.405 | -1.705 | -2.185 | -2.755 | -3.395 | -4.275 | -5.265 | -6.305 | -7.235 | -8.355 | -10.945 | -13.465 | -16.445
Alverdiscott / Indian Queens 132kV | Pyworthy 33kV | Hatherleigh | Primary | 11 | -4.0757 | 50.8175 | WPD Best View | Headroom (MW) | Thermal | -0.875 | -0.895 | -0.955 | -0.975 | -1.065 | -1.335 | -1.605 | -2.055 | -2.605 | -3.225 | -4.075 | -5.055 | -6.075 | -6.995 | -8.105 | -10.585 | -12.905 | -15.765
Alverdiscott / Indian Queens 132kV | Pyworthy 33kV | Holsworthy | Primary | 11 | -4.3571 | 50.805 | Consumer Transformation | Headroom (MW) | Thermal | -7.45 | -7.49 | -7.38 | -7.41 | -7.72 | -9.02 | -10.14 | -12.04 | -14.33 | -16.97 | -20.61 | -24.77 | -29.19 | -33.16 | -38.02 | -50.85 | -62.22 | -75.56
Alverdiscott / Indian Queens 132kV | Pyworthy 33kV | Holsworthy | Primary | 11 | -4.3571 | 50.805 | Leading the Way | Headroom (MW) | Thermal | -7.45 | -7.49 | -7.36 | -7.38 | -7.74 | -8.3 | -8.82 | -11.38 | -13.98 | -16.58 | -19.35 | -22.58 | -29.02 | -35 | -41.22 | -58.82 | -73.44 | -79.61
Alverdiscott / Indian Queens 132kV | Pyworthy 33kV | Holsworthy | Primary | 11 | -4.3571 | 50.805 | Steady Progression | Headroom (MW) | Thermal | -7.45 | -7.44 | -7.29 | -7.24 | -7.29 | -7.35 | -7.39 | -7.81 | -8.24 | -8.81 | -9.62 | -10.62 | -12.97 | -15.24 | -18.27 | -22.32 | -26.61 | -30.98
Alverdiscott / Indian Queens 132kV | Pyworthy 33kV | Holsworthy | Primary | 11 | -4.3571 | 50.805 | System Transformation | Headroom (MW) | Thermal | -7.45 | -7.46 | -7.31 | -7.29 | -7.42 | -8.32 | -9.17 | -10.85 | -13.07 | -15.45 | -18.85 | -22.77 | -26.96 | -30.67 | -35.27 | -44.41 | -53.92 | -65.39
Alverdiscott / Indian Queens 132kV | Pyworthy 33kV | Holsworthy | Primary | 11 | -4.3571 | 50.805 | WPD Best View | Headroom (MW) | Thermal | -7.45 | -7.44 | -7.29 | -7.24 | -7.29 | -7.35 | -7.39 | -7.81 | -8.24 | -8.81 | -9.62 | -10.62 | -12.97 | -15.24 | -18.27 | -22.32 | -26.61 | -30.98
Alverdiscott / Indian Queens 132kV | Pyworthy 33kV | Launceston | Primary | 11 | -4.3562 | 50.6293 | Consumer Transformation | Headroom (MW) | Thermal | 5.23 | 5.13 | 5.01 | 4.88 | 4.43 | 4.06 | 3.71 | 3.38 | 3.06 | 2.76 | 2.46 | 2.17 | 1.88 | 1.58 | 1.28 | -5.37 | -8.57 | -11.27
Alverdiscott / Indian Queens 132kV | Pyworthy 33kV | Launceston | Primary | 11 | -4.3562 | 50.6293 | Leading the Way | Headroom (MW) | Thermal | 5.23 | 5.11 | 4.98 | 4.85 | 4.32 | 3.94 | 3.56 | 3.21 | 2.88 | 2.57 | 2.25 | 1.94 | 1.62 | 1.29 | 0.92 | -5.84 | -9.29 | -12.78
Alverdiscott / Indian Queens 132kV | Pyworthy 33kV | Launceston | Primary | 11 | -4.3562 | 50.6293 | Steady Progression | Headroom (MW) | N/A | 5.23 | 5.21 | 5.17 | 5.14 | 5.1 | 5.02 | 4.95 | 4.86 | 4.79 | 4.71 | 4.63 | 4.56 | 4.5 | 4.43 | 4.37 | 4.17 | 3.88 | 3.32
Alverdiscott / Indian Queens 132kV | Pyworthy 33kV | Launceston | Primary | 11 | -4.3562 | 50.6293 | System Transformation | Headroom (MW) | Thermal | 5.23 | 5.17 | 5.1 | 5.04 | 4.86 | 4.68 | 4.49 | 4.31 | 4.14 | 3.97 | 3.81 | 3.65 | 3.51 | 3.38 | 3.26 | 0.35 | -1.18 | -2.36
Alverdiscott / Indian Queens 132kV | Pyworthy 33kV | Launceston | Primary | 11 | -4.3562 | 50.6293 | WPD Best View | Headroom (MW) | Thermal | 5.23 | 5.11 | 4.98 | 4.85 | 4.32 | 3.94 | 3.56 | 3.21 | 2.88 | 2.57 | 2.25 | 1.94 | 1.62 | 1.29 | 0.92 | -5.84 | -9.29 | -12.78
Alverdiscott / Indian Queens 132kV | Pyworthy 33kV | Morwenstow | Primary | 11 | -4.504 | 50.903 | Consumer Transformation | Headroom (MW) | Thermal | 0.28 | 0.27 | 0.22 | 0.17 | 0.08 | -0.01 | -0.11 | -0.21 | -0.31 | -0.4 | -0.48 | -0.56 | -0.63 | -0.71 | -3.08 | -6.06 | -6.52 | -7
Alverdiscott / Indian Queens 132kV | Pyworthy 33kV | Morwenstow | Primary | 11 | -4.504 | 50.903 | Leading the Way | Headroom (MW) | Thermal | 0.28 | 0.27 | 0.22 | 0.17 | 0.07 | -0.03 | -0.14 | -0.25 | -0.36 | -0.47 | -0.56 | -0.64 | -0.73 | -0.81 | -3.2 | -7.26 | -7.75 | -8.31
Alverdiscott / Indian Queens 132kV | Pyworthy 33kV | Morwenstow | Primary | 11 | -4.504 | 50.903 | Steady Progression | Headroom (MW) | Thermal | 0.28 | 0.28 | 0.25 | 0.21 | 0.18 | 0.14 | 0.1 | 0.06 | 0.02 | -0.01 | -0.05 | -0.09 | -0.12 | -0.16 | -0.19 | -0.32 | -0.47 | -0.63
Alverdiscott / Indian Queens 132kV | Pyworthy 33kV | Morwenstow | Primary | 11 | -4.504 | 50.903 | System Transformation | Headroom (MW) | Thermal | 0.28 | 0.28 | 0.24 | 0.2 | 0.14 | 0.08 | 0.02 | -0.05 | -0.12 | -0.18 | -0.24 | -0.29 | -0.34 | -0.38 | -1.58 | -3.57 | -3.84 | -4.08
Alverdiscott / Indian Queens 132kV | Pyworthy 33kV | Morwenstow | Primary | 11 | -4.504 | 50.903 | WPD Best View | Headroom (MW) | Thermal | 0.28 | 0.27 | 0.22 | 0.17 | 0.08 | -0.02 | -0.12 | -0.22 | -0.32 | -0.42 | -0.49 | -0.56 | -0.64 | -0.71 | -3.09 | -7.08 | -7.55 | -8.09
Alverdiscott / Indian Queens 132kV | Pyworthy 33kV | Okehampton | Primary | 11 | -4.0009 | 50.7375 | Consumer Transformation | Headroom (MW) | Thermal | 7.14 | 7.06 | 6.92 | 6.76 | 6.5 | 6.25 | 5.96 | 5.68 | 5.4 | 5.14 | 4.86 | 4.58 | 4.29 | 4 | 3.71 | 1.84 | -0.45 | -2.89
Alverdiscott / Indian Queens 132kV | Pyworthy 33kV | Okehampton | Primary | 11 | -4.0009 | 50.7375 | Leading the Way | Headroom (MW) | Thermal | 7.14 | 7.04 | 6.9 | 6.73 | 6.46 | 6.23 | 5.93 | 5.63 | 5.33 | 5.05 | 4.73 | 4.42 | 4.08 | 3.76 | 3.41 | 1.36 | -1.16 | -4.36
Alverdiscott / Indian Queens 132kV | Pyworthy 33kV | Okehampton | Primary | 11 | -4.0009 | 50.7375 | Steady Progression | Headroom (MW) | N/A | 7.14 | 7.13 | 7.07 | 7.02 | 7.08 | 7.07 | 7.01 | 6.95 | 6.9 | 6.84 | 6.78 | 6.73 | 6.69 | 6.64 | 6.59 | 6.41 | 6.11 | 5.58
Alverdiscott / Indian Queens 132kV | Pyworthy 33kV | Okehampton | Primary | 11 | -4.0009 | 50.7375 | System Transformation | Headroom (MW) | N/A | 7.14 | 7.1 | 7.01 | 6.91 | 6.88 | 6.8 | 6.65 | 6.5 | 6.35 | 6.22 | 6.08 | 5.94 | 5.8 | 5.68 | 5.56 | 4.91 | 3.8 | 2.76
Alverdiscott / Indian Queens 132kV | Pyworthy 33kV | Okehampton | Primary | 11 | -4.0009 | 50.7375 | WPD Best View | Headroom (MW) | N/A | 7.14 | 7.1 | 7.01 | 6.91 | 6.88 | 6.8 | 6.65 | 6.5 | 6.35 | 6.22 | 6.08 | 5.94 | 5.8 | 5.68 | 5.56 | 4.91 | 3.8 | 2.76
Alverdiscott / Indian Queens 132kV | Pyworthy 33kV | Shebbear | Primary | 11 | -4.1987 | 50.8711 | Consumer Transformation | Headroom (MW) | Thermal | -0.755 | -0.795 | -0.845 | -0.905 | -1.055 | -2.035 | -2.905 | -4.355 | -6.085 | -8.115 | -10.935 | -14.165 | -17.605 | -20.675 | -24.435 | -32.375 | -40.645 | -50.795
Alverdiscott / Indian Queens 132kV | Pyworthy 33kV | Shebbear | Primary | 11 | -4.1987 | 50.8711 | Leading the Way | Headroom (MW) | Thermal | -0.755 | -0.795 | -0.855 | -0.915 | -1.085 | -1.485 | -1.885 | -3.855 | -5.845 | -7.835 | -9.985 | -12.505 | -17.535 | -22.195 | -27.025 | -38.115 | -48.965 | -53.505
Alverdiscott / Indian Queens 132kV | Pyworthy 33kV | Shebbear | Primary | 11 | -4.1987 | 50.8711 | Steady Progression | Headroom (MW) | Thermal | -0.755 | -0.765 | -0.785 | -0.805 | -0.825 | -0.865 | -0.915 | -1.245 | -1.575 | -1.995 | -2.625 | -3.395 | -5.215 | -6.985 | -9.345 | -12.455 | -15.725 | -18.985
Alverdiscott / Indian Queens 132kV | Pyworthy 33kV | Shebbear | Primary | 11 | -4.1987 | 50.8711 | System Transformation | Headroom (MW) | Thermal | -0.755 | -0.775 | -0.815 | -0.845 | -0.915 | -1.585 | -2.235 | -3.525 | -5.235 | -7.065 | -9.705 | -12.745 | -15.995 | -18.865 | -22.435 | -28.235 | -35.355 | -44.185
Alverdiscott / Indian Queens 132kV | Pyworthy 33kV | Shebbear | Primary | 11 | -4.1987 | 50.8711 | WPD Best View | Headroom (MW) | Thermal | -0.755 | -0.765 | -0.785 | -0.805 | -0.825 | -0.865 | -0.915 | -1.245 | -1.575 | -1.995 | -2.625 | -3.395 | -5.215 | -6.985 | -9.345 | -12.455 | -15.725 | -18.985
Alverdiscott / Indian Queens 132kV | Pyworthy 33kV | Stratton | Primary | 11 | -4.5066 | 50.827 | Consumer Transformation | Headroom (MW) | Thermal | 9.44 | 9.37 | 9.18 | 8.99 | 8.3 | 7.55 | 6.83 | 5.97 | 5.04 | 4.06 | 2.92 | 1.69 | 0.42 | -0.78 | -2.17 | -9.06 | -14.36 | -20.29
Alverdiscott / Indian Queens 132kV | Pyworthy 33kV | Stratton | Primary | 11 | -4.5066 | 50.827 | Leading the Way | Headroom (MW) | Thermal | 9.44 | 9.35 | 9.16 | 8.96 | 8.17 | 7.59 | 7.02 | 6.02 | 5.03 | 4.07 | 3.11 | 2.07 | 0.36 | -1.28 | -2.99 | -11.18 | -17.31 | -22.74
Alverdiscott / Indian Queens 132kV | Pyworthy 33kV | Stratton | Primary | 11 | -4.5066 | 50.827 | Steady Progression | Headroom (MW) | N/A | 9.44 | 9.47 | 9.41 | 9.37 | 9.28 | 9.18 | 9.08 | 8.89 | 8.7 | 8.47 | 8.22 | 7.93 | 7.37 | 6.84 | 6.15 | 5.13 | 3.96 | 2.44
Alverdiscott / Indian Queens 132kV | Pyworthy 33kV | Stratton | Primary | 11 | -4.5066 | 50.827 | System Transformation | Headroom (MW) | Thermal | 9.44 | 9.43 | 9.32 | 9.22 | 8.94 | 8.51 | 8.05 | 7.44 | 6.74 | 5.98 | 5.07 | 4.07 | 3.04 | 2.11 | 1.02 | -2.61 | -5.84 | -9.41
Alverdiscott / Indian Queens 132kV | Pyworthy 33kV | Stratton | Primary | 11 | -4.5066 | 50.827 | WPD Best View | Headroom (MW) | Thermal | 9.44 | 9.35 | 9.16 | 8.97 | 8.21 | 7.66 | 7.1 | 6.12 | 5.16 | 4.21 | 3.27 | 2.25 | 0.56 | -1.07 | -2.77 | -10.64 | -16.62 | -21.87
Alverdiscott / Indian Queens 132kV | RAME 33KV | Constantine 33kv | Primary | 11 | -5.1851 | 50.124 | Consumer Transformation | Headroom (MW) | Thermal | 2.8 | 2.76 | 2.68 | 2.61 | 2.38 | 1.89 | 1.45 | 0.75 | -0.08 | -1.04 | -2.23 | -3.59 | -5.04 | -6.33 | -13.05 | -16.29 | -19.8 | -24.05
Alverdiscott / Indian Queens 132kV | RAME 33KV | Constantine 33kv | Primary | 11 | -5.1851 | 50.124 | Leading the Way | Headroom (MW) | Thermal | 2.8 | 2.75 | 2.67 | 2.59 | 2.34 | 2.16 | 1.97 | 1.06 | 0.15 | -5.88 | -6.76 | -7.79 | -9.86 | -11.8 | -13.81 | -18.14 | -22.55 | -24.57
Alverdiscott / Indian Queens 132kV | RAME 33KV | Constantine 33kv | Primary | 11 | -5.1851 | 50.124 | Steady Progression | Headroom (MW) | Thermal | 2.8 | 2.79 | 2.77 | 2.75 | 2.72 | 2.68 | 2.65 | 2.47 | 2.3 | 2.09 | 1.81 | 1.47 | 0.69 | -0.06 | -1.05 | -2.34 | -3.67 | -5.1
Alverdiscott / Indian Queens 132kV | RAME 33KV | Constantine 33kv | Primary | 11 | -5.1851 | 50.124 | System Transformation | Headroom (MW) | Thermal | 2.8 | 2.78 | 2.73 | 2.69 | 2.6 | 2.23 | 1.87 | 1.25 | 0.46 | -0.43 | -1.56 | -2.85 | -4.22 | -5.44 | -6.94 | -9.29 | -12.16 | -15.66
Alverdiscott / Indian Queens 132kV | RAME 33KV | Constantine 33kv | Primary | 11 | -5.1851 | 50.124 | WPD Best View | Headroom (MW) | Thermal | 2.8 | 2.75 | 2.67 | 2.59 | 2.34 | 2.16 | 1.97 | 1.06 | 0.15 | -5.88 | -6.76 | -7.79 | -9.86 | -11.8 | -13.81 | -18.14 | -22.55 | -24.57
Alverdiscott / Indian Queens 132kV | RAME 33KV | Falmouth Bickland Hl | Primary | 11 | -5.1009 | 50.1575 | Consumer Transformation | Headroom (MW) | Thermal | 11.255 | 11.085 | 10.815 | 10.485 | 9.595 | 8.895 | 8.225 | 7.585 | 6.975 | 6.385 | 5.785 | 3.765 | 3.175 | 2.565 | 1.935 | -2.565 | -7.585 | -12.925
Alverdiscott / Indian Queens 132kV | RAME 33KV | Falmouth Bickland Hl | Primary | 11 | -5.1009 | 50.1575 | Leading the Way | Headroom (MW) | Thermal | 11.255 | 11.055 | 10.765 | 10.425 | 9.415 | 8.685 | 7.985 | 7.335 | 6.705 | 6.095 | 5.445 | 3.375 | 2.715 | 2.015 | 1.255 | -3.675 | -9.215 | -16.135
Alverdiscott / Indian Queens 132kV | RAME 33KV | Falmouth Bickland Hl | Primary | 11 | -5.1009 | 50.1575 | Steady Progression | Headroom (MW) | N/A | 11.255 | 11.225 | 11.135 | 11.035 | 10.885 | 10.745 | 10.595 | 10.445 | 10.295 | 10.145 | 10.005 | 9.865 | 9.745 | 9.635 | 9.535 | 9.175 | 8.545 | 7.415
Alverdiscott / Indian Queens 132kV | RAME 33KV | Falmouth Bickland Hl | Primary | 11 | -5.1009 | 50.1575 | System Transformation | Headroom (MW) | N/A | 11.255 | 11.165 | 10.995 | 10.815 | 10.415 | 10.095 | 9.725 | 9.385 | 9.055 | 8.745 | 8.425 | 7.415 | 7.145 | 6.875 | 6.625 | 5.055 | 2.635 | 0.335
Alverdiscott / Indian Queens 132kV | RAME 33KV | Falmouth Bickland Hl | Primary | 11 | -5.1009 | 50.1575 | WPD Best View | Headroom (MW) | Thermal | 11.255 | 11.055 | 10.765 | 10.425 | 9.415 | 8.685 | 7.985 | 7.335 | 6.705 | 6.095 | 5.445 | 3.375 | 2.715 | 2.015 | 1.255 | -3.675 | -9.215 | -16.135
Alverdiscott / Indian Queens 132kV | RAME 33KV | Falmouth Docks | Primary | 11 | -5.0567 | 50.151 | Consumer Transformation | Headroom (MW) | N/A | 10.12 | 10.1 | 10.06 | 10.01 | 9.93 | 9.77 | 9.6 | 9.45 | 9.31 | 9.17 | 9.04 | 8.9 | 8.76 | 8.61 | 8.46 | 8.4 | 7.08 | 5.67
Alverdiscott / Indian Queens 132kV | RAME 33KV | Falmouth Docks | Primary | 11 | -5.0567 | 50.151 | Leading the Way | Headroom (MW) | N/A | 10.12 | 10.1 | 10.05 | 10 | 9.9 | 9.72 | 9.55 | 9.39 | 9.25 | 9.11 | 8.96 | 8.81 | 8.65 | 9.45 | 9.25 | 8.05 | 6.57 | 4.72
Alverdiscott / Indian Queens 132kV | RAME 33KV | Falmouth Docks | Primary | 11 | -5.0567 | 50.151 | Steady Progression | Headroom (MW) | N/A | 10.12 | 10.11 | 10.08 | 10.05 | 10.01 | 9.97 | 9.94 | 9.91 | 9.88 | 9.85 | 9.82 | 9.79 | 9.76 | 9.73 | 9.7 | 9.56 | 10.38 | 10.16
Alverdiscott / Indian Queens 132kV | RAME 33KV | Falmouth Docks | Primary | 11 | -5.0567 | 50.151 | System Transformation | Headroom (MW) | N/A | 10.12 | 10.11 | 10.07 | 10.03 | 9.97 | 9.94 | 9.9 | 9.84 | 9.75 | 9.67 | 9.59 | 9.52 | 9.44 | 9.38 | 9.32 | 9.93 | 9.26 | 8.59
Alverdiscott / Indian Queens 132kV | RAME 33KV | Falmouth Docks | Primary | 11 | -5.0567 | 50.151 | WPD Best View | Headroom (MW) | N/A | 10.12 | 10.1 | 10.05 | 10 | 9.9 | 9.72 | 9.55 | 9.39 | 9.25 | 9.11 | 8.96 | 8.81 | 8.65 | 9.45 | 9.25 | 8.05 | 6.57 | 4.72
Alverdiscott / Indian Queens 132kV | RAME 33KV | Helston | Primary | 11 | -5.2687 | 50.1105 | Consumer Transformation | Headroom (MW) | Thermal | 10.795 | 10.635 | 10.425 | 10.165 | 9.505 | 8.675 | 7.895 | 6.895 | 5.785 | 4.575 | 3.155 | 1.605 | -0.015 | -1.515 | -3.285 | -8.355 | -14.465 | -21.455
Alverdiscott / Indian Queens 132kV | RAME 33KV | Helston | Primary | 11 | -5.2687 | 50.1105 | Leading the Way | Headroom (MW) | Thermal | 10.795 | 10.625 | 10.405 | 10.125 | 9.395 | 8.815 | 8.235 | 7.045 | 5.855 | 4.685 | 3.495 | 2.205 | -0.015 | -2.135 | -4.355 | -10.655 | -17.895 | -23.965
Alverdiscott / Indian Queens 132kV | RAME 33KV | Helston | Primary | 11 | -5.2687 | 50.1105 | Steady Progression | Headroom (MW) | N/A | 10.795 | 10.755 | 10.685 | 10.615 | 10.535 | 10.425 | 10.315 | 10.085 | 9.855 | 9.585 | 9.265 | 8.885 | 8.145 | 7.415 | 6.485 | 5.135 | 3.575 | 1.645
Alverdiscott / Indian Queens 132kV | RAME 33KV | Helston | Primary | 11 | -5.2687 | 50.1105 | System Transformation | Headroom (MW) | Thermal | 10.795 | 10.705 | 10.585 | 10.435 | 10.165 | 9.665 | 9.145 | 8.395 | 7.505 | 6.525 | 5.335 | 4.015 | 2.645 | 1.415 | -0.055 | -2.825 | -6.805 | -11.275
Alverdiscott / Indian Queens 132kV | RAME 33KV | Helston | Primary | 11 | -5.2687 | 50.1105 | WPD Best View | Headroom (MW) | Thermal | 10.795 | 10.625 | 10.405 | 10.125 | 9.395 | 8.815 | 8.235 | 7.045 | 5.855 | 4.685 | 3.495 | 2.205 | -0.015 | -2.135 | -4.355 | -10.655 | -17.895 | -23.965
Alverdiscott / Indian Queens 132kV | RAME 33KV | Lanner | Primary | 11 | -5.1976 | 50.2093 | Consumer Transformation | Headroom (MW) | Thermal | 6.9 | 6.82 | 6.69 | 6.54 | 6.21 | 5.69 | 5.22 | 4.55 | 3.79 | 2.94 | 1.91 | 0.75 | -0.48 | -1.59 | -2.95 | -6.12 | -10.01 | -14.59
Alverdiscott / Indian Queens 132kV | RAME 33KV | Lanner | Primary | 11 | -5.1976 | 50.2093 | Leading the Way | Headroom (MW) | Thermal | 6.9 | 6.81 | 6.68 | 6.51 | 6.16 | 5.87 | 5.59 | 4.76 | 3.94 | 3.13 | 2.33 | 1.42 | -0.31 | -1.94 | -3.65 | -7.86 | -12.6 | -15.93
Alverdiscott / Indian Queens 132kV | RAME 33KV | Lanner | Primary | 11 | -5.1976 | 50.2093 | Steady Progression | Headroom (MW) | Thermal | 6.9 | 6.88 | 6.84 | 6.79 | 6.74 | 6.68 | 6.62 | 6.46 | 6.3 | 6.1 | 5.86 | 5.57 | 4.95 | 4.35 | 3.56 | 2.52 | 1.34 | -0.04
Alverdiscott / Indian Queens 132kV | RAME 33KV | Lanner | Primary | 11 | -5.1976 | 50.2093 | System Transformation | Headroom (MW) | Thermal | 6.9 | 6.86 | 6.78 | 6.69 | 6.55 | 6.21 | 5.86 | 5.3 | 4.63 | 3.88 | 2.95 | 1.89 | 0.78 | -0.21 | -1.42 | -3.4 | -6.2 | -9.44
Alverdiscott / Indian Queens 132kV | RAME 33KV | Lanner | Primary | 11 | -5.1976 | 50.2093 | WPD Best View | Headroom (MW) | Thermal | 6.9 | 6.81 | 6.68 | 6.51 | 6.16 | 5.87 | 5.59 | 4.76 | 3.94 | 3.13 | 2.33 | 1.42 | -0.31 | -1.94 | -3.65 | -7.86 | -12.6 | -15.93
Alverdiscott / Indian Queens 132kV | RAME 33KV | Mullion | Primary | 11 | -5.2091 | 50.0216 | Consumer Transformation | Headroom (MW) | Thermal | 4.44 | 4.4 | 4.33 | 4.25 | 3.99 | 3.76 | 3.54 | 3.32 | 3.11 | 2.92 | 2.72 | 2.52 | 2.33 | 2.13 | 1.92 | 0.69 | -0.74 | -2.25
Alverdiscott / Indian Queens 132kV | RAME 33KV | Mullion | Primary | 11 | -5.2091 | 50.0216 | Leading the Way | Headroom (MW) | Thermal | 4.44 | 4.39 | 4.32 | 4.24 | 3.95 | 3.72 | 3.49 | 3.28 | 3.07 | 2.87 | 2.66 | 2.46 | 2.25 | 2.02 | 1.79 | 0.48 | -1.05 | -2.92
Alverdiscott / Indian Queens 132kV | RAME 33KV | Mullion | Primary | 11 | -5.2091 | 50.0216 | Steady Progression | Headroom (MW) | N/A | 4.44 | 4.43 | 4.41 | 4.38 | 4.35 | 4.31 | 4.26 | 4.22 | 4.17 | 4.13 | 4.08 | 4.04 | 4 | 3.97 | 3.94 | 3.82 | 3.65 | 3.37
Alverdiscott / Indian Queens 132kV | RAME 33KV | Mullion | Primary | 11 | -5.2091 | 50.0216 | System Transformation | Headroom (MW) | N/A | 4.44 | 4.42 | 4.37 | 4.33 | 4.22 | 4.12 | 4.01 | 3.9 | 3.79 | 3.69 | 3.59 | 3.5 | 3.41 | 3.32 | 3.24 | 2.81 | 2.15 | 1.54
Alverdiscott / Indian Queens 132kV | RAME 33KV | Mullion | Primary | 11 | -5.2091 | 50.0216 | WPD Best View | Headroom (MW) | Thermal | 4.44 | 4.39 | 4.32 | 4.24 | 3.95 | 3.72 | 3.49 | 3.28 | 3.07 | 2.87 | 2.66 | 2.46 | 2.25 | 2.02 | 1.79 | 0.48 | -1.05 | -2.92
Alverdiscott / Indian Queens 132kV | RAME 33KV | Penryn | Primary | 11 | -5.111 | 50.1783 | Consumer Transformation | Headroom (MW) | Thermal | 6.2 | 6.15 | 6.14 | 6.07 | 5.82 | 5.61 | 5.41 | 5.21 | 5.02 | 4.85 | 4.66 | 4.48 | 4.3 | 4.11 | 3.92 | 2.57 | 1 | -0.56
Alverdiscott / Indian Queens 132kV | RAME 33KV | Penryn | Primary | 11 | -5.111 | 50.1783 | Leading the Way | Headroom (MW) | Thermal | 6.2 | 6.14 | 6.14 | 6.08 | 5.8 | 5.57 | 5.35 | 5.15 | 4.95 | 4.77 | 4.57 | 4.37 | 4.16 | 3.94 | 3.71 | 2.23 | 0.57 | -1.62
Alverdiscott / Indian Queens 132kV | RAME 33KV | Penryn | Primary | 11 | -5.111 | 50.1783 | Steady Progression | Headroom (MW) | N/A | 6.2 | 6.2 | 6.23 | 6.24 | 6.21 | 6.17 | 6.13 | 6.09 | 6.05 | 5.99 | 5.95 | 5.91 | 5.87 | 5.83 | 5.79 | 5.69 | 5.48 | 5.11
Alverdiscott / Indian Queens 132kV | RAME 33KV | Penryn | Primary | 11 | -5.111 | 50.1783 | System Transformation | Headroom (MW) | N/A | 6.2 | 6.18 | 6.2 | 6.18 | 6.08 | 5.99 | 5.88 | 5.77 | 5.67 | 5.57 | 5.48 | 5.39 | 5.3 | 5.22 | 5.15 | 4.69 | 3.94 | 3.23
Alverdiscott / Indian Queens 132kV | RAME 33KV | Penryn | Primary | 11 | -5.111 | 50.1783 | WPD Best View | Headroom (MW) | Thermal | 6.2 | 6.14 | 6.14 | 6.08 | 5.8 | 5.57 | 5.35 | 5.15 | 4.95 | 4.77 | 4.57 | 4.37 | 4.16 | 3.94 | 3.71 | 2.23 | 0.57 | -1.62
Alverdiscott / Indian Queens 132kV | RAME 33KV | St Keverne | Primary | 11 | -5.1278 | 50.0532 | Consumer Transformation | Headroom (MW) | N/A | 5.63 | 5.56 | 5.49 | 5.42 | 5.2 | 5.02 | 4.85 | 4.69 | 4.53 | 4.37 | 4.22 | 4.06 | 3.91 | 3.76 | 3.6 | 2.5 | 1.41 | 0.27
Alverdiscott / Indian Queens 132kV | RAME 33KV | St Keverne | Primary | 11 | -5.1278 | 50.0532 | Leading the Way | Headroom (MW) | Thermal | 5.63 | 5.55 | 5.49 | 5.41 | 5.16 | 4.98 | 4.8 | 4.63 | 4.48 | 4.32 | 4.16 | 4 | 3.83 | 3.67 | 3.49 | 2.35 | 1.19 | -0.2
Alverdiscott / Indian Queens 132kV | RAME 33KV | St Keverne | Primary | 11 | -5.1278 | 50.0532 | Steady Progression | Headroom (MW) | N/A | 5.63 | 5.58 | 5.55 | 5.52 | 5.48 | 5.44 | 5.4 | 5.35 | 5.31 | 5.26 | 5.22 | 5.18 | 5.15 | 5.12 | 5.09 | 4.97 | 4.81 | 4.58
Alverdiscott / Indian Queens 132kV | RAME 33KV | St Keverne | Primary | 11 | -5.1278 | 50.0532 | System Transformation | Headroom (MW) | N/A | 5.63 | 5.57 | 5.53 | 5.48 | 5.38 | 5.3 | 5.2 | 5.11 | 5.02 | 4.94 | 4.86 | 4.79 | 4.71 | 4.65 | 4.58 | 4.17 | 3.65 | 3.16
Alverdiscott / Indian Queens 132kV | RAME 33KV | St Keverne | Primary | 11 | -5.1278 | 50.0532 | WPD Best View | Headroom (MW) | Thermal | 5.63 | 5.55 | 5.49 | 5.41 | 5.16 | 4.98 | 4.8 | 4.63 | 4.48 | 4.32 | 4.16 | 4 | 3.83 | 3.67 | 3.49 | 2.35 | 1.19 | -0.2
Alverdiscott / Indian Queens 132kV | RAME 33KV | Wheal Reeth | Primary | 11 | -5.3727 | 50.1259 | Consumer Transformation | Headroom (MW) | Thermal | 2.165 | 2.135 | 2.075 | 2.015 | 1.845 | 1.695 | 1.555 | 1.425 | 1.305 | 1.185 | 1.065 | 0.945 | 0.825 | 0.705 | 0.585 | -0.165 | -1.065 | -2.025
Alverdiscott / Indian Queens 132kV | RAME 33KV | Wheal Reeth | Primary | 11 | -5.3727 | 50.1259 | Leading the Way | Headroom (MW) | Thermal | 2.165 | 2.125 | 2.075 | 2.005 | 1.815 | 1.665 | 1.525 | 1.395 | 1.265 | 1.155 | 1.025 | 0.895 | 0.765 | 0.635 | 0.495 | -0.315 | -1.285 | -2.505
Alverdiscott / Indian Queens 132kV | RAME 33KV | Wheal Reeth | Primary | 11 | -5.3727 | 50.1259 | Steady Progression | Headroom (MW) | N/A | 2.165 | 2.155 | 2.135 | 2.115 | 2.085 | 2.065 | 2.025 | 1.995 | 1.965 | 1.935 | 1.905 | 1.875 | 1.855 | 1.835 | 1.825 | 1.765 | 1.665 | 1.475
Alverdiscott / Indian Queens 132kV | RAME 33KV | Wheal Reeth | Primary | 11 | -5.3727 | 50.1259 | System Transformation | Headroom (MW) | N/A | 2.165 | 2.145 | 2.115 | 2.075 | 2.005 | 1.935 | 1.855 | 1.785 | 1.725 | 1.655 | 1.595 | 1.535 | 1.485 | 1.445 | 1.395 | 1.155 | 0.745 | 0.355
Alverdiscott / Indian Queens 132kV | RAME 33KV | Wheal Reeth | Primary | 11 | -5.3727 | 50.1259 | WPD Best View | Headroom (MW) | Thermal | 2.165 | 2.125 | 2.075 | 2.005 | 1.815 | 1.665 | 1.525 | 1.395 | 1.265 | 1.155 | 1.025 | 0.895 | 0.765 | 0.635 | 0.495 | -0.315 | -1.285 | -2.505
Alverdiscott / Indian Queens 132kV | ST AUSTELL 33kV | Blackpool | Primary | 11 | -4.8318 | 50.3443 | Consumer Transformation | Headroom (MW) | N/A | 7.875 | 7.835 | 7.785 | 7.715 | 7.585 | 7.465 | 7.355 | 7.255 | 7.155 | 7.055 | 6.965 | 6.875 | 6.785 | 6.695 | 6.605 | 5.865 | 4.205 | 3.325
Alverdiscott / Indian Queens 132kV | ST AUSTELL 33kV | Blackpool | Primary | 11 | -4.8318 | 50.3443 | Leading the Way | Headroom (MW) | N/A | 7.875 | 7.835 | 7.775 | 7.715 | 7.565 | 7.455 | 7.335 | 7.235 | 7.135 | 7.035 | 6.935 | 6.845 | 6.745 | 6.645 | 6.535 | 5.695 | 3.975 | 2.795
Alverdiscott / Indian Queens 132kV | ST AUSTELL 33kV | Blackpool | Primary | 11 | -4.8318 | 50.3443 | Steady Progression | Headroom (MW) | N/A | 7.875 | 7.865 | 7.845 | 7.835 | 7.815 | 7.795 | 7.765 | 7.745 | 7.725 | 7.695 | 7.675 | 7.655 | 7.635 | 7.615 | 7.595 | 7.565 | 7.495 | 7.325
Alverdiscott / Indian Queens 132kV | ST AUSTELL 33kV | Blackpool | Primary | 11 | -4.8318 | 50.3443 | System Transformation | Headroom (MW) | N/A | 7.875 | 7.855 | 7.825 | 7.785 | 7.735 | 7.675 | 7.625 | 7.565 | 7.515 | 7.465 | 7.415 | 7.365 | 7.325 | 7.295 | 7.255 | 7.025 | 6.225 | 5.885
Alverdiscott / Indian Queens 132kV | ST AUSTELL 33kV | Blackpool | Primary | 11 | -4.8318 | 50.3443 | WPD Best View | Headroom (MW) | N/A | 7.875 | 7.835 | 7.775 | 7.715 | 7.565 | 7.455 | 7.335 | 7.235 | 7.135 | 7.035 | 6.935 | 6.845 | 6.745 | 6.645 | 6.535 | 5.695 | 3.975 | 2.795
Alverdiscott / Indian Queens 132kV | ST AUSTELL 33kV | Bugle | Primary | 11 | -4.7944 | 50.4001 | Consumer Transformation | Headroom (MW) | Thermal | -9.145 | -9.225 | -9.385 | -9.555 | -9.925 | -10.895 | -11.805 | -13.045 | -14.435 | -15.985 | -17.685 | -19.605 | -21.645 | -23.475 | -24.205 | -29.335 | -34.225 | -33.555
Alverdiscott / Indian Queens 132kV | ST AUSTELL 33kV | Bugle | Primary | 11 | -4.7944 | 50.4001 | Leading the Way | Headroom (MW) | Thermal | -9.145 | -9.235 | -9.405 | -9.575 | -9.995 | -10.655 | -11.275 | -12.875 | -14.245 | -15.495 | -16.755 | -18.225 | -21.125 | -23.835 | -24.715 | -31.225 | -29.975 | -64.955
Alverdiscott / Indian Queens 132kV | ST AUSTELL 33kV | Bugle | Primary | 11 | -4.7944 | 50.4001 | Steady Progression | Headroom (MW) | Thermal | -9.145 | -9.165 | -9.265 | -9.355 | -9.465 | -9.585 | -9.755 | -10.065 | -10.355 | -10.715 | -11.155 | -11.675 | -12.785 | -13.865 | -15.275 | -17.325 | -19.385 | -21.675
Alverdiscott / Indian Queens 132kV | ST AUSTELL 33kV | Bugle | Primary | 11 | -4.7944 | 50.4001 | System Transformation | Headroom (MW) | Thermal | -9.145 | -9.195 | -9.315 | -9.435 | -9.635 | -10.195 | -10.765 | -11.785 | -13.095 | -14.335 | -15.945 | -17.775 | -19.725 | -21.445 | -23.265 | -26.255 | -16.465 | -41.815
Alverdiscott / Indian Queens 132kV | ST AUSTELL 33kV | Bugle | Primary | 11 | -4.7944 | 50.4001 | WPD Best View | Headroom (MW) | Thermal | -9.145 | -9.235 | -9.405 | -9.575 | -9.995 | -10.655 | -11.275 | -12.875 | -14.245 | -15.495 | -16.755 | -18.225 | -21.125 | -23.835 | -24.715 | -31.225 | -29.975 | -64.955
Alverdiscott / Indian Queens 132kV | ST AUSTELL 33kV | Fowey | Primary | 11 | -4.6484 | 50.3409 | Consumer Transformation | Headroom (MW) | Thermal | 2.66 | 2.59 | 2.54 | 2.48 | 2.32 | 2.18 | 2.05 | 1.92 | 1.81 | 1.7 | 1.59 | 1.48 | 1.37 | 1.26 | 1.14 | 0.4 | -0.5 | -1.44
Alverdiscott / Indian Queens 132kV | ST AUSTELL 33kV | Fowey | Primary | 11 | -4.6484 | 50.3409 | Leading the Way | Headroom (MW) | Thermal | 2.66 | 2.58 | 2.53 | 2.47 | 2.29 | 2.15 | 2.01 | 1.89 | 1.77 | 1.66 | 1.55 | 1.43 | 1.31 | 1.19 | 1.05 | 0.25 | -0.72 | -1.92
Alverdiscott / Indian Queens 132kV | ST AUSTELL 33kV | Fowey | Primary | 11 | -4.6484 | 50.3409 | Steady Progression | Headroom (MW) | N/A | 2.66 | 2.61 | 2.59 | 2.57 | 2.55 | 2.52 | 2.5 | 2.47 | 2.44 | 2.41 | 2.38 | 2.37 | 2.35 | 2.33 | 2.32 | 2.27 | 2.18 | 2
Alverdiscott / Indian Queens 132kV | ST AUSTELL 33kV | Fowey | Primary | 11 | -4.6484 | 50.3409 | System Transformation | Headroom (MW) | N/A | 2.66 | 2.6 | 2.57 | 2.54 | 2.47 | 2.41 | 2.34 | 2.27 | 2.21 | 2.15 | 2.1 | 2.05 | 2 | 1.96 | 1.92 | 1.68 | 1.27 | 0.87
Alverdiscott / Indian Queens 132kV | ST AUSTELL 33kV | Fowey | Primary | 11 | -4.6484 | 50.3409 | WPD Best View | Headroom (MW) | Thermal | 2.66 | 2.58 | 2.53 | 2.47 | 2.29 | 2.15 | 2.01 | 1.89 | 1.77 | 1.66 | 1.55 | 1.43 | 1.31 | 1.19 | 1.05 | 0.25 | -0.72 | -1.92
Abham / Exeter / Landulph 132kV | ST AUSTELL 33kV | Lostwithiel | Primary | 11 | -4.6596 | 50.4119 | Consumer Transformation | Headroom (MW) | Thermal | 5.905 | 5.865 | 5.795 | 5.715 | 5.525 | 4.955 | 4.455 | 3.615 | 2.605 | 1.425 | -0.045 | -1.735 | -3.545 | -5.145 | -7.135 | -11.705 | -15.745 | -20.645
Abham / Exeter / Landulph 132kV | ST AUSTELL 33kV | Lostwithiel | Primary | 11 | -4.6596 | 50.4119 | Leading the Way | Headroom (MW) | Thermal | 5.905 | 5.855 | 5.785 | 5.705 | 5.485 | 5.305 | 5.125 | 4.005 | 2.885 | 1.765 | 0.695 | -0.575 | -3.175 | -5.585 | -8.095 | -14.995 | -20.135 | -21.995
Abham / Exeter / Landulph 132kV | ST AUSTELL 33kV | Lostwithiel | Primary | 11 | -4.6596 | 50.4119 | Steady Progression | Headroom (MW) | Thermal | 5.905 | 5.895 | 5.855 | 5.815 | 5.765 | 5.725 | 5.675 | 5.455 | 5.235 | 4.955 | 4.605 | 4.165 | 3.175 | 2.215 | 0.935 | -0.785 | -2.535 | -4.315
Abham / Exeter / Landulph 132kV | ST AUSTELL 33kV | Lostwithiel | Primary | 11 | -4.6596 | 50.4119 | System Transformation | Headroom (MW) | Thermal | 5.905 | 5.875 | 5.825 | 5.775 | 5.675 | 5.225 | 4.785 | 4.005 | 3.015 | 1.895 | 0.465 | -1.175 | -2.915 | -4.465 | -6.385 | -10.215 | -13.725 | -18.055
Abham / Exeter / Landulph 132kV | ST AUSTELL 33kV | Lostwithiel | Primary | 11 | -4.6596 | 50.4119 | WPD Best View | Headroom (MW) | Thermal | 5.905 | 5.855 | 5.785 | 5.705 | 5.485 | 5.305 | 5.125 | 4.005 | 2.885 | 1.765 | 0.695 | -0.575 | -3.175 | -5.585 | -8.095 | -14.995 | -20.135 | -21.995
Alverdiscott / Indian Queens 132kV | ST AUSTELL 33kV | Mevagissey | Primary | 11 | -4.8005 | 50.2855 | Consumer Transformation | Headroom (MW) | Thermal | 6.19 | 6.15 | 6.07 | 5.99 | 5.76 | 5.56 | 5.38 | 5.2 | 5.02 | 4.86 | 4.7 | 4.54 | 4.38 | 4.21 | 4.04 | 2.91 | 1.24 | -0.1
Alverdiscott / Indian Queens 132kV | ST AUSTELL 33kV | Mevagissey | Primary | 11 | -4.8005 | 50.2855 | Leading the Way | Headroom (MW) | Thermal | 6.19 | 6.14 | 6.06 | 5.97 | 5.73 | 5.53 | 5.34 | 5.16 | 4.98 | 4.83 | 4.65 | 4.49 | 4.31 | 4.13 | 3.93 | 2.71 | 0.94 | -0.76
Alverdiscott / Indian Queens 132kV | ST AUSTELL 33kV | Mevagissey | Primary | 11 | -4.8005 | 50.2855 | Steady Progression | Headroom (MW) | N/A | 6.19 | 6.18 | 6.15 | 6.12 | 6.08 | 6.04 | 5.99 | 5.95 | 5.9 | 5.86 | 5.82 | 5.78 | 5.75 | 5.72 | 5.69 | 5.59 | 5.43 | 5.16
Alverdiscott / Indian Queens 132kV | ST AUSTELL 33kV | Mevagissey | Primary | 11 | -4.8005 | 50.2855 | System Transformation | Headroom (MW) | N/A | 6.19 | 6.16 | 6.12 | 6.06 | 5.97 | 5.87 | 5.77 | 5.68 | 5.59 | 5.5 | 5.42 | 5.33 | 5.26 | 5.19 | 5.12 | 4.72 | 3.92 | 3.37
Alverdiscott / Indian Queens 132kV | ST AUSTELL 33kV | Mevagissey | Primary | 11 | -4.8005 | 50.2855 | WPD Best View | Headroom (MW) | Thermal | 6.19 | 6.14 | 6.06 | 5.97 | 5.73 | 5.53 | 5.34 | 5.16 | 4.98 | 4.83 | 4.65 | 4.49 | 4.31 | 4.13 | 3.93 | 2.71 | 0.94 | -0.76
Alverdiscott / Indian Queens 132kV | ST AUSTELL 33kV | Par Harbour | Primary | 11 | -4.7084 | 50.3444 | Consumer Transformation | Headroom (MW) | Thermal | -12.005 | -12.075 | -12.155 | -12.295 | -12.635 | -12.995 | -14.795 | -16.795 | -17.565 | -18.815 | -19.875 | -20.685 | -21.375 | -22.115 | -22.895 | -27.165 | -30.815 | -30.465
Alverdiscott / Indian Queens 132kV | ST AUSTELL 33kV | Par Harbour | Primary | 11 | -4.7084 | 50.3444 | Leading the Way | Headroom (MW) | Thermal | -12.005 | -12.085 | -12.155 | -12.295 | -12.645 | -13.025 | -13.765 | -14.425 | -14.995 | -15.685 | -16.325 | -16.925 | -17.575 | -18.255 | -18.975 | -21.275 | -5.655 | -44.685
Alverdiscott / Indian Queens 132kV | ST AUSTELL 33kV | Par Harbour | Primary | 11 | -4.7084 | 50.3444 | Steady Progression | Headroom (MW) | Thermal | -12.005 | -11.995 | -11.985 | -12.005 | -11.975 | -12.045 | -13.795 | -15.525 | -17.265 | -19.175 | -20.625 | -21.855 | -22.545 | -23.045 | -23.345 | -23.665 | -24.125 | -24.825
Alverdiscott / Indian Queens 132kV | ST AUSTELL 33kV | Par Harbour | Primary | 11 | -4.7084 | 50.3444 | System Transformation | Headroom (MW) | Thermal | -12.005 | -12.025 | -12.055 | -12.105 | -12.185 | -12.355 | -13.655 | -14.865 | -16.245 | -17.125 | -17.755 | -18.155 | -18.415 | -18.635 | -18.855 | -19.965 | 1.355 | -22.585
Alverdiscott / Indian Queens 132kV | ST AUSTELL 33kV | Par Harbour | Primary | 11 | -4.7084 | 50.3444 | WPD Best View | Headroom (MW) | Thermal | -12.005 | -12.085 | -12.155 | -12.295 | -12.645 | -13.025 | -13.765 | -14.425 | -14.995 | -15.685 | -16.325 | -16.925 | -17.575 | -18.255 | -18.975 | -21.275 | -5.655 | -44.685
Alverdiscott / Indian Queens 132kV | ST AUSTELL 33kV | Sawles Road | Primary | 11 | -4.7919 | 50.3307 | Consumer Transformation | Headroom (MW) | N/A | 9.855 | 10.115 | 10.045 | 10.005 | 9.825 | 9.655 | 9.485 | 9.315 | 9.145 | 8.985 | 8.815 | 8.645 | 8.485 | 8.315 | 8.145 | 7.145 | 5.935 | 4.645
Alverdiscott / Indian Queens 132kV | ST AUSTELL 33kV | Sawles Road | Primary | 11 | -4.7919 | 50.3307 | Leading the Way | Headroom (MW) | N/A | 9.855 | 10.145 | 10.075 | 10.045 | 9.825 | 9.635 | 9.455 | 9.275 | 9.095 | 8.925 | 8.735 | 8.545 | 8.375 | 8.195 | 8.005 | 6.905 | 5.575 | 3.905
Alverdiscott / Indian Queens 132kV | ST AUSTELL 33kV | Sawles Road | Primary | 11 | -4.7919 | 50.3307 | Steady Progression | Headroom (MW) | N/A | 9.855 | 10.105 | 10.085 | 10.095 | 10.075 | 10.045 | 10.015 | 9.975 | 9.935 | 9.885 | 9.835 | 9.785 | 9.735 | 9.695 | 9.645 | 9.495 | 9.285 | 8.955
Alverdiscott / Indian Queens 132kV | ST AUSTELL 33kV | Sawles Road | Primary | 11 | -4.7919 | 50.3307 | System Transformation | Headroom (MW) | N/A | 9.855 | 10.135 | 10.085 | 10.085 | 10.005 | 9.935 | 9.825 | 9.725 | 9.635 | 9.535 | 9.435 | 9.335 | 9.255 | 9.165 | 9.095 | 8.685 | 8.065 | 7.475
Alverdiscott / Indian Queens 132kV | ST AUSTELL 33kV | Sawles Road | Primary | 11 | -4.7919 | 50.3307 | WPD Best View | Headroom (MW) | N/A | 9.855 | 10.145 | 10.075 | 10.045 | 9.825 | 9.635 | 9.455 | 9.275 | 9.095 | 8.925 | 8.735 | 8.545 | 8.375 | 8.195 | 8.005 | 6.905 | 5.575 | 3.905
Alverdiscott / Indian Queens 132kV | ST AUSTELL 33kV | St Austell | Primary | 11 | -4.7895 | 50.3498 | Consumer Transformation | Headroom (MW) | Thermal | 7.595 | 7.455 | 3.165 | -0.475 | -1.125 | -1.875 | -2.575 | -3.425 | -4.335 | -5.315 | -6.445 | -7.675 | -8.925 | -10.105 | -11.485 | -16.995 | -23.245 | -29.795
Alverdiscott / Indian Queens 132kV | ST AUSTELL 33kV | St Austell | Primary | 11 | -4.7895 | 50.3498 | Leading the Way | Headroom (MW) | Thermal | 7.595 | 7.435 | 3.145 | 3.025 | -1.195 | -1.785 | -2.365 | -3.365 | -4.355 | -5.335 | -6.325 | -7.405 | -9.095 | -10.745 | -12.475 | -24.215 | -31.445 | -38.055
Alverdiscott / Indian Queens 132kV | ST AUSTELL 33kV | St Austell | Primary | 11 | -4.7895 | 50.3498 | Steady Progression | Headroom (MW) | Thermal | 7.595 | 7.585 | 7.555 | 7.625 | 7.555 | 7.475 | 7.375 | 7.205 | 7.035 | 4.775 | 4.535 | 4.265 | 3.725 | 3.215 | 2.565 | 1.625 | 0.415 | -1.235
Alverdiscott / Indian Queens 132kV | ST AUSTELL 33kV | St Austell | Primary | 11 | -4.7895 | 50.3498 | System Transformation | Headroom (MW) | Thermal | 7.595 | 7.525 | 7.435 | 7.435 | 7.185 | 3.265 | 2.835 | 0.185 | -0.495 | -1.235 | -2.125 | -3.115 | -4.115 | -5.015 | -6.085 | -8.735 | -12.435 | -16.235
Alverdiscott / Indian Queens 132kV | ST AUSTELL 33kV | St Austell | Primary | 11 | -4.7895 | 50.3498 | WPD Best View | Headroom (MW) | Thermal | 7.595 | 7.435 | 3.145 | 3.025 | -1.195 | -1.785 | -2.365 | -3.365 | -4.355 | -5.335 | -6.325 | -7.405 | -9.095 | -10.745 | -12.475 | -24.215 | -31.445 | -38.055
Alverdiscott / Indian Queens 132kV | ST AUSTELL 33kV | Trebal | Primary | 11 | -4.762 | 50.3746 | Consumer Transformation | Headroom (MW) | N/A | 5.92 | 5.92 | 5.91 | 5.9 | 5.88 | 5.87 | 5.85 | 5.84 | 5.83 | 5.81 | 5.8 | 5.79 | 5.78 | 5.76 | 5.75 | 5.69 | 5.84 | 5.8
Alverdiscott / Indian Queens 132kV | ST AUSTELL 33kV | Trebal | Primary | 11 | -4.762 | 50.3746 | Leading the Way | Headroom (MW) | N/A | 5.92 | 6.13 | 6.11 | 6.1 | 6.09 | 6.07 | 6.06 | 6.05 | 6.03 | 6.02 | 6.01 | 5.99 | 5.98 | 5.97 | 5.96 | 5.9 | 5.84 | 5.8
Alverdiscott / Indian Queens 132kV | ST AUSTELL 33kV | Trebal | Primary | 11 | -4.762 | 50.3746 | Steady Progression | Headroom (MW) | N/A | 5.92 | 5.92 | 5.91 | 5.89 | 5.88 | 5.87 | 5.85 | 5.84 | 5.83 | 5.81 | 5.8 | 5.79 | 5.78 | 5.76 | 5.75 | 5.69 | 5.64 | 5.8
Alverdiscott / Indian Queens 132kV | ST AUSTELL 33kV | Trebal | Primary | 11 | -4.762 | 50.3746 | System Transformation | Headroom (MW) | N/A | 5.92 | 5.92 | 5.91 | 5.9 | 5.88 | 5.87 | 5.85 | 5.84 | 5.83 | 5.81 | 5.8 | 5.79 | 5.78 | 5.76 | 5.75 | 5.69 | 5.84 | 5.8
Alverdiscott / Indian Queens 132kV | ST AUSTELL 33kV | Trebal | Primary | 11 | -4.762 | 50.3746 | WPD Best View | Headroom (MW) | N/A | 5.92 | 6.13 | 6.11 | 6.1 | 6.09 | 6.07 | 6.06 | 6.05 | 6.03 | 6.02 | 6.01 | 5.99 | 5.98 | 5.97 | 5.96 | 5.9 | 5.84 | 5.8
Alverdiscott / Indian Queens 132kV | ST TUDY 33KV | Bodmin | Primary | 11 | -4.7339 | 50.4734 | Consumer Transformation | Headroom (MW) | Thermal | 7.755 | 7.645 | 7.495 | 7.295 | 6.955 | 6.215 | 5.535 | 4.595 | 3.535 | 2.355 | 0.935 | -0.675 | -2.375 | -3.915 | -5.785 | -10.845 | -16.455 | -22.965
Alverdiscott / Indian Queens 132kV | ST TUDY 33KV | Bodmin | Primary | 11 | -4.7339 | 50.4734 | Leading the Way | Headroom (MW) | Thermal | 7.755 | 7.625 | 7.475 | 7.265 | 6.895 | 6.465 | 6.025 | 4.855 | 3.695 | 2.555 | 1.425 | 0.155 | -2.235 | -4.485 | -6.855 | -13.495 | -20.265 | -25.105
Alverdiscott / Indian Queens 132kV | ST TUDY 33KV | Bodmin | Primary | 11 | -4.7339 | 50.4734 | Steady Progression | Headroom (MW) | Thermal | 7.755 | 7.735 | 7.685 | 7.625 | 7.685 | 7.605 | 7.525 | 7.305 | 7.095 | 6.815 | 6.485 | 6.095 | 5.255 | 4.435 | 3.365 | 1.875 | 0.265 | -1.665
Alverdiscott / Indian Queens 132kV | ST TUDY 33KV | Bodmin | Primary | 11 | -4.7339 | 50.4734 | System Transformation | Headroom (MW) | Thermal | 7.755 | 7.695 | 7.605 | 7.495 | 7.435 | 6.955 | 6.455 | 5.695 | 4.775 | 3.745 | 2.475 | 1.025 | -0.505 | -1.865 | -3.515 | -6.645 | -10.595 | -15.165
Alverdiscott / Indian Queens 132kV | ST TUDY 33KV | Bodmin | Primary | 11 | -4.7339 | 50.4734 | WPD Best View | Headroom (MW) | Thermal | 7.755 | 7.625 | 7.475 | 7.265 | 6.895 | 6.465 | 6.025 | 4.855 | 3.695 | 2.555 | 1.425 | 0.155 | -2.235 | -4.485 | -6.855 | -13.495 | -20.265 | -25.105
Alverdiscott / Indian Queens 132kV | ST TUDY 33KV | Callywith | Primary | 11 | -4.7012 | 50.4779 | Consumer Transformation | Headroom (MW) | Thermal | 1.74 | 1.71 | 1.66 | 1.6 | 1.45 | 1.17 | 0.92 | 0.53 | 0.06 | -0.45 | -1.06 | -1.76 | -2.49 | -3.15 | -3.96 | -7.18 | -9.36 | -11.44
Alverdiscott / Indian Queens 132kV | ST TUDY 33KV | Callywith | Primary | 11 | -4.7012 | 50.4779 | Leading the Way | Headroom (MW) | Thermal | 1.74 | 1.71 | 1.65 | 1.59 | 1.41 | 1.27 | 1.13 | 0.62 | 0.1 | -0.39 | -0.85 | -1.39 | -2.42 | -3.38 | -4.38 | -8.96 | -11.56 | -12.54
Alverdiscott / Indian Queens 132kV | ST TUDY 33KV | Callywith | Primary | 11 | -4.7012 | 50.4779 | Steady Progression | Headroom (MW) | Thermal | 1.74 | 1.73 | 1.7 | 1.67 | 1.63 | 1.59 | 1.55 | 1.45 | 1.34 | 1.22 | 1.06 | 0.87 | 0.48 | 0.09 | -0.41 | -1.16 | -1.9 | -2.66
Alverdiscott / Indian Queens 132kV | ST TUDY 33KV | Callywith | Primary | 11 | -4.7012 | 50.4779 | System Transformation | Headroom (MW) | Thermal | 1.74 | 1.72 | 1.68 | 1.64 | 1.56 | 1.35 | 1.14 | 0.8 | 0.38 | -0.09 | -0.67 | -1.33 | -2.02 | -2.64 | -3.4 | -5.85 | -7.52 | -9.28
Alverdiscott / Indian Queens 132kV | ST TUDY 33KV | Callywith | Primary | 11 | -4.7012 | 50.4779 | WPD Best View | Headroom (MW) | Thermal | 1.74 | 1.71 | 1.65 | 1.59 | 1.41 | 1.27 | 1.13 | 0.62 | 0.1 | -0.39 | -0.85 | -1.39 | -2.42 | -3.38 | -4.38 | -8.96 | -11.56 | -12.54
Alverdiscott / Indian Queens 132kV | ST TUDY 33KV | Davidstow | Primary | 11 | -4.6181 | 50.6551 | Consumer Transformation | Headroom (MW) | Thermal | 1.27 | 1.25 | 1.2 | 1.15 | 1.02 | 0.21 | -0.52 | -1.67 | -3.05 | -4.64 | -6.63 | -8.91 | -11.32 | -13.49 | -16.14 | -22.79 | -28.9 | -36.32
Alverdiscott / Indian Queens 132kV | ST TUDY 33KV | Davidstow | Primary | 11 | -4.6181 | 50.6551 | Leading the Way | Headroom (MW) | Thermal | 1.27 | 1.24 | 1.19 | 1.14 | 0.99 | 0.6 | 0.21 | -1.37 | -2.95 | -4.54 | -6.12 | -7.95 | -11.48 | -14.77 | -18.18 | -26.98 | -34.97 | -39.07
Alverdiscott / Indian Queens 132kV | ST TUDY 33KV | Davidstow | Primary | 11 | -4.6181 | 50.6551 | Steady Progression | Headroom (MW) | Thermal | 1.27 | 1.26 | 1.24 | 1.22 | 1.19 | 1.15 | 1.11 | 0.84 | 0.58 | 0.24 | -0.2 | -0.74 | -1.98 | -3.19 | -4.8 | -6.97 | -9.15 | -11.35
Alverdiscott / Indian Queens 132kV | ST TUDY 33KV | Davidstow | Primary | 11 | -4.6181 | 50.6551 | System Transformation | Headroom (MW) | Thermal | 1.27 | 1.26 | 1.23 | 1.19 | 1.13 | 0.61 | 0.11 | -0.91 | -2.25 | -3.65 | -5.46 | -7.55 | -9.79 | -11.77 | -14.22 | -18.57 | -23.59 | -29.76
Alverdiscott / Indian Queens 132kV | ST TUDY 33KV | Davidstow | Primary | 11 | -4.6181 | 50.6551 | WPD Best View | Headroom (MW) | Thermal | 1.27 | 1.24 | 1.19 | 1.14 | 0.99 | 0.6 | 0.21 | -1.37 | -2.95 | -4.54 | -6.12 | -7.95 | -11.48 | -14.77 | -18.18 | -26.98 | -34.97 | -39.07
Alverdiscott / Indian Queens 132kV | ST TUDY 33KV | Delabole | Primary | 11 | -4.7131 | 50.6269 | Consumer Transformation | Headroom (MW) | Thermal | 5.15 | 5.08 | 4.97 | 4.83 | 4.44 | 3.69 | 3.02 | 1.99 | 0.78 | -0.61 | -2.31 | -4.25 | -6.3 | -8.15 | -10.39 | -15.9 | -21.25 | -27.63
Alverdiscott / Indian Queens 132kV | ST TUDY 33KV | Delabole | Primary | 11 | -4.7131 | 50.6269 | Leading the Way | Headroom (MW) | Thermal | 5.15 | 5.07 | 4.95 | 4.81 | 4.37 | 4.03 | 3.71 | 2.38 | 1.07 | -0.24 | -1.51 | -2.99 | -5.91 | -8.62 | -11.46 | -18.5 | -25.11 | -28.58
Alverdiscott / Indian Queens 132kV | ST TUDY 33KV | Delabole | Primary | 11 | -4.7131 | 50.6269 | Steady Progression | Headroom (MW) | Thermal | 5.15 | 5.14 | 5.1 | 5.07 | 5 | 4.94 | 4.88 | 4.62 | 4.38 | 4.06 | 3.67 | 3.19 | 2.12 | 1.08 | -0.29 | -2.13 | -4.01 | -6.07
Alverdiscott / Indian Queens 132kV | ST TUDY 33KV | Delabole | Primary | 11 | -4.7131 | 50.6269 | System Transformation | Headroom (MW) | Thermal | 5.15 | 5.12 | 5.05 | 4.97 | 4.8 | 4.27 | 3.74 | 2.84 | 1.73 | 0.48 | -1.1 | -2.91 | -4.82 | -6.52 | -8.6 | -12.28 | -16.46 | -21.5
Alverdiscott / Indian Queens 132kV | ST TUDY 33KV | Delabole | Primary | 11 | -4.7131 | 50.6269 | WPD Best View | Headroom (MW) | Thermal | 5.15 | 5.07 | 4.95 | 4.81 | 4.37 | 4.03 | 3.71 | 2.38 | 1.07 | -0.24 | -1.51 | -2.99 | -5.91 | -8.62 | -11.46 | -18.5 | -25.11 | -28.58
Alverdiscott / Indian Queens 132kV | ST TUDY 33KV | Laneast | Primary | 11 | -4.4828 | 50.6178 | Consumer Transformation | Headroom (MW) | Thermal | 0.64 | 0.55 | 0.49 | 0.42 | 0.26 | 0.04 | -0.16 | -0.43 | -0.74 | -1.07 | -1.48 | -1.92 | -2.39 | -2.82 | -3.33 | -6.23 | -7.81 | -9.66
Alverdiscott / Indian Queens 132kV | ST TUDY 33KV | Laneast | Primary | 11 | -4.4828 | 50.6178 | Leading the Way | Headroom (MW) | Thermal | 0.64 | 0.55 | 0.49 | 0.41 | 0.24 | 0.1 | -0.03 | -0.36 | -0.69 | -1.01 | -1.32 | -1.67 | -2.32 | -2.94 | -3.58 | -6.85 | -8.74 | -10.19
Alverdiscott / Indian Queens 132kV | ST TUDY 33KV | Laneast | Primary | 11 | -4.4828 | 50.6178 | Steady Progression | Headroom (MW) | Thermal | 0.64 | 0.58 | 0.56 | 0.54 | 0.52 | 0.49 | 0.47 | 0.4 | 0.34 | 0.26 | 0.17 | 0.06 | -0.17 | -0.4 | -0.68 | -1.06 | -1.47 | -2
Alverdiscott / Indian Queens 132kV | ST TUDY 33KV | Laneast | Primary | 11 | -4.4828 | 50.6178 | System Transformation | Headroom (MW) | Thermal | 0.64 | 0.57 | 0.53 | 0.49 | 0.42 | 0.28 | 0.14 | -0.07 | -0.33 | -0.62 | -0.97 | -1.36 | -1.77 | -2.13 | -2.57 | -4.11 | -5.19 | -6.43
Alverdiscott / Indian Queens 132kV | ST TUDY 33KV | Laneast | Primary | 11 | -4.4828 | 50.6178 | WPD Best View | Headroom (MW) | Thermal | 0.64 | 0.55 | 0.49 | 0.41 | 0.24 | 0.1 | -0.03 | -0.36 | -0.69 | -1.01 | -1.32 | -1.67 | -2.32 | -2.94 | -3.58 | -6.85 | -8.74 | -10.19
Alverdiscott / Indian Queens 132kV | ST TUDY 33KV | Polzeath | Primary | 11 | -4.867 | 50.5701 | Consumer Transformation | Headroom (MW) | Thermal | 6.97 | 6.93 | 6.86 | 6.79 | 6.5 | 6.25 | 6.01 | 5.78 | 5.55 | 5.33 | 5.11 | 4.89 | 4.67 | 4.45 | 4.24 | 1.87 | 0.45 | -1.01
Alverdiscott / Indian Queens 132kV | ST TUDY 33KV | Polzeath | Primary | 11 | -4.867 | 50.5701 | Leading the Way | Headroom (MW) | Thermal | 6.97 | 6.93 | 6.85 | 6.78 | 6.47 | 6.21 | 5.96 | 5.72 | 5.48 | 5.24 | 5.01 | 4.78 | 4.56 | 4.33 | 4.09 | 0.65 | -0.84 | -2.55
Alverdiscott / Indian Queens 132kV | ST TUDY 33KV | Polzeath | Primary | 11 | -4.867 | 50.5701 | Steady Progression | Headroom (MW) | N/A | 6.97 | 6.95 | 6.92 | 6.88 | 6.83 | 6.77 | 6.71 | 6.65 | 6.6 | 6.53 | 6.47 | 6.41 | 6.36 | 6.31 | 6.27 | 6.07 | 5.85 | 5.54
Alverdiscott / Indian Queens 132kV | ST TUDY 33KV | Polzeath | Primary | 11 | -4.867 | 50.5701 | System Transformation | Headroom (MW) | N/A | 6.97 | 6.94 | 6.89 | 6.84 | 6.72 | 6.6 | 6.46 | 6.33 | 6.21 | 6.09 | 5.97 | 5.86 | 5.75 | 5.65 | 5.55 | 4 | 3.33 | 2.68
Alverdiscott / Indian Queens 132kV | ST TUDY 33KV | Polzeath | Primary | 11 | -4.867 | 50.5701 | WPD Best View | Headroom (MW) | Thermal | 6.97 | 6.93 | 6.85 | 6.78 | 6.47 | 6.21 | 5.96 | 5.72 | 5.48 | 5.24 | 5.01 | 4.78 | 4.56 | 4.33 | 4.09 | 0.65 | -0.84 | -2.55
Alverdiscott / Indian Queens 132kV | ST TUDY 33KV | St Tudy | Primary | 11 | -4.7235 | 50.5347 | Consumer Transformation | Headroom (MW) | Thermal | 2.42 | 2.39 | 2.33 | 2.27 | 2.08 | 1.51 | 0.99 | 0.14 | -0.88 | -2.09 | -3.59 | -5.31 | -7.15 | -8.78 | -10.8 | -14.76 | -19.77 | -24.79
Alverdiscott / Indian Queens 132kV | ST TUDY 33KV | St Tudy | Primary | 11 | -4.7235 | 50.5347 | Leading the Way | Headroom (MW) | Thermal | 2.42 | 2.38 | 2.32 | 2.25 | 2.06 | 1.87 | 1.69 | 0.56 | -0.58 | -1.71 | -2.8 | -4.09 | -6.73 | -9.18 | -11.73 | -17.08 | -24.08 | -26.04
Alverdiscott / Indian Queens 132kV | ST TUDY 33KV | St Tudy | Primary | 11 | -4.7235 | 50.5347 | Steady Progression | Headroom (MW) | Thermal | 2.42 | 2.41 | 2.39 | 2.38 | 2.35 | 2.32 | 2.28 | 2.07 | 1.87 | 1.6 | 1.25 | 0.82 | -0.17 | -1.13 | -2.41 | -4.09 | -5.79 | -7.55
Alverdiscott / Indian Queens 132kV | ST TUDY 33KV | St Tudy | Primary | 11 | -4.7235 | 50.5347 | System Transformation | Headroom (MW) | Thermal | 2.42 | 2.4 | 2.37 | 2.33 | 2.26 | 1.81 | 1.37 | 0.59 | -0.4 | -1.53 | -2.97 | -4.62 | -6.38 | -7.94 | -9.87 | -12.88 | -17.29 | -21.61
Alverdiscott / Indian Queens 132kV | ST TUDY 33KV | St Tudy | Primary | 11 | -4.7235 | 50.5347 | WPD Best View | Headroom (MW) | Thermal | 2.42 | 2.38 | 2.32 | 2.25 | 2.06 | 1.87 | 1.69 | 0.56 | -0.58 | -1.71 | -2.8 | -4.09 | -6.73 | -9.18 | -11.73 | -17.08 | -24.08 | -26.04
Alverdiscott / Indian Queens 132kV | ST TUDY 33KV | Wadebridge | Primary | 11 | -4.8142 | 50.522 | Consumer Transformation | Headroom (MW) | Thermal | 2.42 | 2.34 | 2.23 | 2.09 | 1.68 | 1.13 | 0.63 | -0.05 | -0.82 | -1.67 | -2.7 | -3.85 | -5.06 | -6.16 | -7.48 | -11.7 | -15.56 | -20.01
Alverdiscott / Indian Queens 132kV | ST TUDY 33KV | Wadebridge | Primary | 11 | -4.8142 | 50.522 | Leading the Way | Headroom (MW) | Thermal | 2.42 | 2.33 | 2.21 | 2.06 | 1.59 | 1.26 | 0.93 | 0.09 | -0.75 | -1.57 | -2.38 | -3.3 | -4.98 | -6.56 | -8.22 | -13.75 | -18.39 | -21.6
Alverdiscott / Indian Queens 132kV | ST TUDY 33KV | Wadebridge | Primary | 11 | -4.8142 | 50.522 | Steady Progression | Headroom (MW) | Thermal | 2.42 | 2.41 | 2.37 | 2.33 | 2.27 | 2.21 | 2.15 | 1.98 | 1.83 | 1.63 | 1.39 | 1.11 | 0.52 | -0.05 | -0.8 | -1.83 | -2.95 | -4.27
Alverdiscott / Indian Queens 132kV | ST TUDY 33KV | Wadebridge | Primary | 11 | -4.8142 | 50.522 | System Transformation | Headroom (MW) | Thermal | 2.42 | 2.38 | 2.31 | 2.23 | 2.05 | 1.7 | 1.35 | 0.8 | 0.14 | -0.59 | -1.49 | -2.51 | -3.59 | -4.54 | -5.7 | -8.36 | -11.06 | -14.18
Alverdiscott / Indian Queens 132kV | ST TUDY 33KV | Wadebridge | Primary | 11 | -4.8142 | 50.522 | WPD Best View | Headroom (MW) | Thermal | 2.42 | 2.33 | 2.21 | 2.06 | 1.59 | 1.26 | 0.93 | 0.09 | -0.75 | -1.57 | -2.38 | -3.3 | -4.98 | -6.56 | -8.22 | -13.75 | -18.39 | -21.6
Alverdiscott / Indian Queens 132kV | TRURO 33KV | Devoran | Primary | 11 | -5.1003 | 50.2184 | Consumer Transformation | Headroom (MW) | Thermal | 3.645 | 3.595 | 3.515 | 3.415 | 3.195 | 3.025 | 2.865 | 2.705 | 2.555 | 2.415 | 2.275 | 2.135 | 1.995 | 1.855 | 1.705 | 0.775 | -0.375 | -1.615
Alverdiscott / Indian Queens 132kV | TRURO 33KV | Devoran | Primary | 11 | -5.1003 | 50.2184 | Leading the Way | Headroom (MW) | Thermal | 3.645 | 3.585 | 3.505 | 3.405 | 3.165 | 2.985 | 2.815 | 2.665 | 2.515 | 2.375 | 2.225 | 2.075 | 1.915 | 1.755 | 1.585 | 0.565 | -0.685 | -2.335
Alverdiscott / Indian Queens 132kV | TRURO 33KV | Devoran | Primary | 11 | -5.1003 | 50.2184 | Steady Progression | Headroom (MW) | N/A | 3.645 | 3.635 | 3.605 | 3.585 | 3.555 | 3.525 | 3.495 | 3.455 | 3.425 | 3.385 | 3.355 | 3.325 | 3.295 | 3.275 | 3.255 | 3.205 | 3.075 | 2.835
Alverdiscott / Indian Queens 132kV | TRURO 33KV | Devoran | Primary | 11 | -5.1003 | 50.2184 | System Transformation | Headroom (MW) | N/A | 3.645 | 3.615 | 3.565 | 3.515 | 3.425 | 3.345 | 3.265 | 3.175 | 3.095 | 3.025 | 2.955 | 2.885 | 2.825 | 2.775 | 2.725 | 2.435 | 1.905 | 1.425
Alverdiscott / Indian Queens 132kV | TRURO 33KV | Devoran | Primary | 11 | -5.1003 | 50.2184 | WPD Best View | Headroom (MW) | Thermal | 3.645 | 3.585 | 3.505 | 3.405 | 3.165 | 2.985 | 2.815 | 2.665 | 2.515 | 2.375 | 2.225 | 2.075 | 1.915 | 1.755 | 1.585 | 0.565 | -0.685 | -2.335
Alverdiscott / Indian Queens 132kV | TRURO 33KV | Perranporth | Primary | 11 | -5.1553 | 50.3216 | Consumer Transformation | Headroom (MW) | Thermal | 4.86 | 4.76 | 4.63 | 4.54 | 4.25 | 3.48 | 2.77 | 1.78 | 0.64 | -0.65 | -2.23 | -4.01 | -5.93 | -7.64 | -14.8 | -20 | -25.51 | -31.63
Alverdiscott / Indian Queens 132kV | TRURO 33KV | Perranporth | Primary | 11 | -5.1553 | 50.3216 | Leading the Way | Headroom (MW) | Thermal | 4.86 | 4.75 | 4.62 | 4.53 | 4.27 | 3.84 | 3.42 | 2.16 | 0.91 | -5.45 | -6.69 | -8.09 | -10.73 | -13.16 | -15.69 | -22.2 | -28.78 | -32.53
Alverdiscott / Indian Queens 132kV | TRURO 33KV | Perranporth | Primary | 11 | -5.1553 | 50.3216 | Steady Progression | Headroom (MW) | Thermal | 4.86 | 4.81 | 4.76 | 4.76 | 4.88 | 4.81 | 4.75 | 4.52 | 4.3 | 4.02 | 3.67 | 3.24 | 2.32 | 1.42 | 0.23 | -1.45 | -3.22 | -5.13
Alverdiscott / Indian Queens 132kV | TRURO 33KV | Perranporth | Primary | 11 | -5.1553 | 50.3216 | System Transformation | Headroom (MW) | Thermal | 4.86 | 4.79 | 4.71 | 4.67 | 4.69 | 4.19 | 3.68 | 2.87 | 1.88 | 0.77 | -0.63 | -2.23 | -3.93 | -5.43 | -7.26 | -10.63 | -14.64 | -19.21
Alverdiscott / Indian Queens 132kV | TRURO 33KV | Perranporth | Primary | 11 | -5.1553 | 50.3216 | WPD Best View | Headroom (MW) | Thermal | 4.86 | 4.75 | 4.62 | 4.53 | 4.27 | 3.84 | 3.42 | 2.16 | 0.91 | -5.45 | -6.69 | -8.09 | -10.73 | -13.16 | -15.69 | -22.2 | -28.78 | -32.53
Alverdiscott / Indian Queens 132kV | TRURO 33KV | St Agnes | Primary | 11 | -5.1998 | 50.2971 | Consumer Transformation | Headroom (MW) | Thermal | 1.85 | 1.8 | 1.72 | 1.61 | 1.36 | 1.07 | 0.79 | 0.44 | 0.06 | -0.34 | -0.82 | -1.34 | -1.88 | -2.39 | -2.98 | -4.91 | -7 | -9.38
Alverdiscott / Indian Queens 132kV | TRURO 33KV | St Agnes | Primary | 11 | -5.1998 | 50.2971 | Leading the Way | Headroom (MW) | Thermal | 1.85 | 1.79 | 1.7 | 1.6 | 1.33 | 1.11 | 0.91 | 0.5 | 0.1 | -0.29 | -0.68 | -1.11 | -1.85 | -2.56 | -3.31 | -5.66 | -8.12 | -10.2
Alverdiscott / Indian Queens 132kV | TRURO 33KV | St Agnes | Primary | 11 | -5.1998 | 50.2971 | Steady Progression | Headroom (MW) | Thermal | 1.85 | 1.84 | 1.81 | 1.78 | 1.74 | 1.7 | 1.66 | 1.57 | 1.49 | 1.4 | 1.28 | 1.15 | 0.9 | 0.66 | 0.35 | -0.08 | -0.58 | -1.23
Alverdiscott / Indian Queens 132kV | TRURO 33KV | St Agnes | Primary | 11 | -5.1998 | 50.2971 | System Transformation | Headroom (MW) | Thermal | 1.85 | 1.82 | 1.77 | 1.71 | 1.61 | 1.43 | 1.25 | 0.99 | 0.68 | 0.35 | -0.04 | -0.48 | -0.94 | -1.34 | -1.83 | -2.85 | -4.18 | -5.67
Alverdiscott / Indian Queens 132kV | TRURO 33KV | St Agnes | Primary | 11 | -5.1998 | 50.2971 | WPD Best View | Headroom (MW) | Thermal | 1.85 | 1.79 | 1.7 | 1.6 | 1.33 | 1.11 | 0.91 | 0.5 | 0.1 | -0.29 | -0.68 | -1.11 | -1.85 | -2.56 | -3.31 | -5.66 | -8.12 | -10.2
Alverdiscott / Indian Queens 132kV | TRURO 33KV | Truro Treyew Road | Primary | 11 | -5.0657 | 50.2573 | Consumer Transformation | Headroom (MW) | Thermal | 10.595 | 10.505 | 10.345 | 10.185 | 9.745 | 9.385 | 8.955 | 8.545 | 8.215 | 7.875 | 7.525 | 7.195 | 6.885 | 6.555 | 6.225 | 4.115 | 1.715 | -0.545
Alverdiscott / Indian Queens 132kV | TRURO 33KV | Truro Treyew Road | Primary | 11 | -5.0657 | 50.2573 | Leading the Way | Headroom (MW) | Thermal | 10.595 | 10.495 | 10.325 | 10.165 | 9.665 | 9.295 | 8.935 | 8.585 | 8.255 | 7.935 | 7.575 | 7.235 | 6.895 | 6.525 | 6.145 | 3.935 | 2.585 | -3.155
Alverdiscott / Indian Queens 132kV | TRURO 33KV | Truro Treyew Road | Primary | 11 | -5.0657 | 50.2573 | Steady Progression | Headroom (MW) | N/A | 10.595 | 10.575 | 10.495 | 10.445 | 10.355 | 10.265 | 10.055 | 9.845 | 9.655 | 9.455 | 9.275 | 9.125 | 9.015 | 8.925 | 8.845 | 8.635 | 8.265 | 7.655
Alverdiscott / Indian Queens 132kV | TRURO 33KV | Truro Treyew Road | Primary | 11 | -5.0657 | 50.2573 | System Transformation | Headroom (MW) | N/A | 10.595 | 10.545 | 10.435 | 10.345 | 10.135 | 9.955 | 9.675 | 9.415 | 9.165 | 8.955 | 8.755 | 8.585 | 8.425 | 8.285 | 8.145 | 7.385 | 7.755 | 5.015
Alverdiscott / Indian Queens 132kV | TRURO 33KV | Truro Treyew Road | Primary | 11 | -5.0657 | 50.2573 | WPD Best View | Headroom (MW) | Thermal | 10.595 | 10.495 | 10.325 | 10.165 | 9.665 | 9.295 | 8.935 | 8.585 | 8.255 | 7.935 | 7.575 | 7.235 | 6.895 | 6.525 | 6.145 | 3.935 | 2.585 | -3.155
Alverdiscott / Indian Queens 132kV | TRURO 33KV | Twelveheads. | Primary | 11 | -5.1343 | 50.237 | Consumer Transformation | Headroom (MW) | Thermal | 0.16 | 0.09 | -0.05 | -0.16 | -0.48 | -0.71 | -0.94 | -1.15 | -1.36 | -1.56 | -1.75 | -1.94 | -2.13 | -2.33 | -2.53 | -4.19 | -5.79 | -7.49
Alverdiscott / Indian Queens 132kV | TRURO 33KV | Twelveheads. | Primary | 11 | -5.1343 | 50.237 | Leading the Way | Headroom (MW) | Thermal | 0.16 | 0.07 | -0.07 | -0.18 | -0.55 | -0.8 | -1.03 | -1.26 | -1.47 | -1.68 | -1.89 | -2.09 | -2.31 | -2.54 | -2.78 | -4.8 | -6.55 | -8.78
Alverdiscott / Indian Queens 132kV | TRURO 33KV | Twelveheads. | Primary | 11 | -5.1343 | 50.237 | Steady Progression | Headroom (MW) | Thermal | 0.16 | 0.14 | 0.11 | 0.08 | 0.03 | -0.02 | -0.07 | -0.12 | -0.17 | -0.23 | -0.28 | -0.33 | -0.37 | -0.41 | -0.45 | -0.55 | -0.76 | -1.11
Alverdiscott / Indian Queens 132kV | TRURO 33KV | Twelveheads. | Primary | 11 | -5.1343 | 50.237 | System Transformation | Headroom (MW) | Thermal | 0.16 | 0.12 | 0.06 | -0.04 | -0.18 | -0.29 | -0.42 | -0.54 | -0.65 | -0.75 | -0.86 | -0.95 | -1.04 | -1.12 | -1.19 | -1.91 | -2.67 | -3.36
Alverdiscott / Indian Queens 132kV | TRURO 33KV | Twelveheads. | Primary | 11 | -5.1343 | 50.237 | WPD Best View | Headroom (MW) | Thermal | 0.16 | 0.07 | -0.07 | -0.18 | -0.55 | -0.8 | -1.03 | -1.26 | -1.47 | -1.68 | -1.89 | -2.09 | -2.31 | -2.54 | -2.78 | -4.8 | -6.55 | -8.78
Axminster 132kV | Woodcote 33kV | Axminster | Primary | 11 | -2.9952 | 50.7799 | Consumer Transformation | Headroom (MW) | Thermal | 9.62 | 9.53 | 9.42 | 9.27 | 8.89 | 8.47 | 8.27 | 7.95 | 7.44 | 6.88 | 6.28 | 5.61 | 4.91 | 4.25 | 3.48 | 1.14 | -1.87 | -5.28
Axminster 132kV | Woodcote 33kV | Axminster | Primary | 11 | -2.9952 | 50.7799 | Leading the Way | Headroom (MW) | Thermal | 9.62 | 9.52 | 9.4 | 9.24 | 8.8 | 8.48 | 8.45 | 8.11 | 7.56 | 6.99 | 6.49 | 5.93 | 4.97 | 4.05 | 3.09 | 0.14 | -3.39 | -6.55
Axminster 132kV | Woodcote 33kV | Axminster | Primary | 11 | -2.9952 | 50.7799 | Steady Progression | Headroom (MW) | N/A | 9.62 | 9.6 | 9.57 | 9.54 | 9.48 | 9.43 | 9.49 | 9.49 | 9.43 | 9.34 | 9.23 | 9.1 | 8.81 | 8.54 | 8.17 | 7.76 | 7.07 | 6.15
Axminster 132kV | Woodcote 33kV | Axminster | Primary | 11 | -2.9952 | 50.7799 | System Transformation | Headroom (MW) | N/A | 9.62 | 9.57 | 9.51 | 9.43 | 9.26 | 9.02 | 8.96 | 8.78 | 8.4 | 7.97 | 7.49 | 6.94 | 6.37 | 5.86 | 5.25 | 4.15 | 2.27 | 0.19
Axminster 132kV | Woodcote 33kV | Axminster | Primary | 11 | -2.9952 | 50.7799 | WPD Best View | Headroom (MW) | N/A | 9.62 | 9.57 | 9.51 | 9.43 | 9.26 | 9.02 | 8.96 | 8.78 | 8.4 | 7.97 | 7.49 | 6.94 | 6.37 | 5.86 | 5.25 | 4.15 | 2.27 | 0.19
Axminster 132kV | Woodcote 33kV | Beaminster | Primary | 11 | -2.761 | 50.8117 | Consumer Transformation | Headroom (MW) | N/A | 8.55 | 8.47 | 8.37 | 8.24 | 8.06 | 7.83 | 7.6 | 7.54 | 7.34 | 7.15 | 6.96 | 6.78 | 6.6 | 6.41 | 6.21 | 4.94 | 3.28 | 1.46
Axminster 132kV | Woodcote 33kV | Beaminster | Primary | 11 | -2.761 | 50.8117 | Leading the Way | Headroom (MW) | N/A | 8.55 | 8.46 | 8.35 | 8.23 | 8.04 | 7.8 | 7.57 | 7.59 | 7.38 | 7.18 | 6.96 | 6.76 | 6.56 | 6.33 | 6.1 | 4.64 | 2.8 | 0.43
Axminster 132kV | Woodcote 33kV | Beaminster | Primary | 11 | -2.761 | 50.8117 | Steady Progression | Headroom (MW) | N/A | 8.55 | 8.52 | 8.49 | 8.46 | 8.51 | 8.48 | 8.44 | 8.49 | 8.48 | 8.45 | 8.43 | 8.42 | 8.41 | 8.39 | 8.37 | 8.36 | 8.18 | 7.81
Axminster 132kV | Woodcote 33kV | Beaminster | Primary | 11 | -2.761 | 50.8117 | System Transformation | Headroom (MW) | N/A | 8.55 | 8.5 | 8.44 | 8.38 | 8.36 | 8.27 | 8.15 | 8.2 | 8.11 | 8.02 | 7.94 | 7.86 | 7.78 | 7.71 | 7.65 | 7.31 | 6.53 | 5.79
Axminster 132kV | Woodcote 33kV | Beaminster | Primary | 11 | -2.761 | 50.8117 | WPD Best View | Headroom (MW) | N/A | 8.55 | 8.52 | 8.49 | 8.46 | 8.51 | 8.47 | 8.43 | 8.47 | 8.45 | 8.42 | 8.4 | 8.38 | 8.36 | 8.34 | 8.32 | 8.3 | 8.09 | 7.71
Axminster 132kV | Woodcote 33kV | Bridport | Primary | 11 | -2.7616 | 50.7369 | Consumer Transformation | Headroom (MW) | Thermal | 2.545 | 2.155 | 2.355 | 2.085 | 1.255 | 0.615 | -0.025 | -0.685 | -1.315 | -1.935 | -2.545 | -3.115 | -3.665 | -4.245 | -4.845 | -8.915 | -15.335 | -20.195
Axminster 132kV | Woodcote 33kV | Bridport | Primary | 11 | -2.7616 | 50.7369 | Leading the Way | Headroom (MW) | Thermal | 2.545 | 2.125 | 2.365 | 2.075 | 0.525 | -0.185 | -0.895 | -1.595 | -2.275 | -2.945 | -3.615 | -4.235 | -4.845 | -5.505 | -6.215 | -10.435 | -19.205 | -25.535
Axminster 132kV | Woodcote 33kV | Bridport | Primary | 11 | -2.7616 | 50.7369 | Steady Progression | Headroom (MW) | Thermal | 2.545 | 2.475 | 2.595 | 2.545 | 2.435 | 2.345 | 2.245 | 2.145 | 2.045 | 1.905 | 1.775 | 1.655 | 1.545 | 1.445 | 1.355 | 1.085 | 0.585 | -0.365
Axminster 132kV | Woodcote 33kV | Bridport | Primary | 11 | -2.7616 | 50.7369 | System Transformation | Headroom (MW) | Thermal | 2.545 | 2.415 | 2.525 | 2.385 | 2.045 | 1.765 | 1.435 | 1.095 | 0.755 | 0.425 | 0.095 | -0.195 | -0.455 | -0.705 | -0.945 | -2.225 | -6.235 | -8.265
Axminster 132kV | Woodcote 33kV | Bridport | Primary | 11 | -2.7616 | 50.7369 | WPD Best View | Headroom (MW) | Thermal | 2.545 | 2.475 | 2.595 | 2.545 | 2.435 | 2.345 | 2.245 | 2.145 | 2.045 | 1.905 | 1.775 | 1.655 | 1.545 | 1.445 | 1.355 | 1.085 | 0.585 | -0.365
Axminster 132kV | Woodcote 33kV | Chard | Primary | 11 | -2.9582 | 50.8726 | Consumer Transformation | Headroom (MW) | Thermal | 4.72 | 4.59 | 4.34 | 4.09 | 3.68 | 3.26 | 2.83 | 2.4 | 1.98 | 1.58 | 1.19 | 0.8 | 0.41 | -0.02 | -0.44 | -4.08 | -8.02 | -11.1
Axminster 132kV | Woodcote 33kV | Chard | Primary | 11 | -2.9582 | 50.8726 | Leading the Way | Headroom (MW) | Thermal | 4.72 | 4.58 | 4.32 | 4.07 | 3.64 | 3.24 | 2.79 | 2.34 | 1.9 | 1.47 | 1.04 | 0.6 | 0.14 | -0.34 | -0.86 | -5.74 | -10.32 | -15.07
Axminster 132kV | Woodcote 33kV | Chard | Primary | 11 | -2.9582 | 50.8726 | Steady Progression | Headroom (MW) | N/A | 4.72 | 4.69 | 4.61 | 4.55 | 4.57 | 4.52 | 4.44 | 4.35 | 4.26 | 4.16 | 4.06 | 3.97 | 3.89 | 3.8 | 3.73 | 3.43 | 2.9 | 2.04
Axminster 132kV | Woodcote 33kV | Chard | Primary | 11 | -2.9582 | 50.8726 | System Transformation | Headroom (MW) | Thermal | 4.72 | 4.65 | 4.52 | 4.34 | 4.23 | 4.07 | 3.84 | 3.62 | 3.39 | 3.17 | 2.96 | 2.75 | 2.55 | 2.37 | 2.2 | 0.35 | -1.86 | -3.48
Axminster 132kV | Woodcote 33kV | Chard | Primary | 11 | -2.9582 | 50.8726 | WPD Best View | Headroom (MW) | Thermal | 4.72 | 4.65 | 4.52 | 4.34 | 4.23 | 4.07 | 3.84 | 3.62 | 3.39 | 3.17 | 2.96 | 2.75 | 2.55 | 2.37 | 2.2 | 0.35 | -1.86 | -3.48
Axminster 132kV | Woodcote 33kV | Colyford | Primary | 11 | -3.0565 | 50.729 | Consumer Transformation | Headroom (MW) | Thermal | 10.68 | 10.53 | 10.35 | 10.1 | 9.48 | 9.01 | 8.66 | 8.24 | 7.84 | 7.46 | 7.09 | 6.71 | 6.34 | 5.94 | 5.54 | 2.75 | -0.73 | -4.47
Axminster 132kV | Woodcote 33kV | Colyford | Primary | 11 | -3.0565 | 50.729 | Leading the Way | Headroom (MW) | Thermal | 10.68 | 10.51 | 10.32 | 10.06 | 9.36 | 8.87 | 8.55 | 8.12 | 7.72 | 7.34 | 6.92 | 6.51 | 6.08 | 5.62 | 5.13 | 1.99 | -1.84 | -6.77
Axminster 132kV | Woodcote 33kV | Colyford | Primary | 11 | -3.0565 | 50.729 | Steady Progression | Headroom (MW) | N/A | 10.68 | 10.65 | 10.6 | 10.54 | 10.45 | 10.36 | 10.34 | 10.27 | 10.2 | 10.11 | 10.04 | 9.97 | 9.92 | 9.87 | 9.83 | 9.72 | 9.36 | 8.63
Axminster 132kV | Woodcote 33kV | Colyford | Primary | 11 | -3.0565 | 50.729 | System Transformation | Headroom (MW) | N/A | 10.68 | 10.6 | 10.49 | 10.36 | 10.1 | 9.89 | 9.77 | 9.56 | 9.36 | 9.17 | 8.99 | 8.82 | 8.67 | 8.53 | 8.39 | 7.57 | 5.94 | 4.42
Axminster 132kV | Woodcote 33kV | Colyford | Primary | 11 | -3.0565 | 50.729 | WPD Best View | Headroom (MW) | N/A | 10.68 | 10.6 | 10.49 | 10.36 | 10.1 | 9.89 | 9.77 | 9.56 | 9.36 | 9.17 | 8.99 | 8.82 | 8.67 | 8.53 | 8.39 | 7.57 | 5.94 | 4.42
Axminster 132kV | Woodcote 33kV | Crewkerne | Primary | 11 | -2.7851 | 50.8817 | Consumer Transformation | Headroom (MW) | Thermal | 6.08 | 4.64 | 4.52 | -3.04 | -3.34 | -3.82 | -4.64 | -5.62 | -6.33 | -7.3 | -8.32 | -9.38 | -10.45 | -11.4 | -12.51 | -15.7 | -19.54 | -21.81
Axminster 132kV | Woodcote 33kV | Crewkerne | Primary | 11 | -2.7851 | 50.8817 | Leading the Way | Headroom (MW) | Thermal | 6.08 | 4.63 | 4.51 | -3.06 | -3.37 | -3.68 | -3.98 | -4.76 | -5.54 | -6.33 | -7.13 | -8 | -9.46 | -10.77 | -12.13 | -15.48 | -18.5 | -19.74
Axminster 132kV | Woodcote 33kV | Crewkerne | Primary | 11 | -2.7851 | 50.8817 | Steady Progression | Headroom (MW) | Thermal | 6.08 | 4.71 | 4.69 | -2.73 | -2.7 | -2.72 | -3.31 | -3.99 | -4.65 | -5.31 | -5.95 | -6.54 | -7.17 | -7.74 | -8.39 | -9.2 | -10.13 | -11.34
Axminster 132kV | Woodcote 33kV | Crewkerne | Primary | 11 | -2.7851 | 50.8817 | System Transformation | Headroom (MW) | Thermal | 6.08 | 4.68 | 4.62 | -2.85 | -2.92 | -3.19 | -3.83 | -4.65 | -5.51 | -6.33 | -7.19 | -8.08 | -8.97 | -9.74 | -10.65 | -12.39 | -14.61 | -16.87
Axminster 132kV | Woodcote 33kV | Crewkerne | Primary | 11 | -2.7851 | 50.8817 | WPD Best View | Headroom (MW) | Thermal | 6.08 | 4.68 | 4.62 | -2.85 | -2.92 | -3.19 | -3.83 | -4.65 | -5.51 | -6.33 | -7.19 | -8.08 | -8.98 | -9.74 | -10.66 | -12.4 | -14.61 | -16.88
Axminster 132kV | Woodcote 33kV | Dowlish Ford | Primary | 11 | -2.9148 | 50.915 | Consumer Transformation | Headroom (MW) | Thermal | 9.91 | 9.82 | 9.68 | 9.24 | 8.82 | 8.54 | 8.24 | 7.93 | 7.66 | 7.36 | 7.06 | 6.77 | 6.47 | 6.16 | 5.86 | 4.03 | 1.75 | -0.71
Axminster 132kV | Woodcote 33kV | Dowlish Ford | Primary | 11 | -2.9148 | 50.915 | Leading the Way | Headroom (MW) | Thermal | 9.91 | 9.81 | 9.66 | 9.22 | 8.75 | 8.49 | 8.18 | 7.88 | 7.62 | 7.31 | 6.97 | 6.65 | 6.31 | 5.97 | 5.63 | 3.62 | 1.11 | -2.12
Axminster 132kV | Woodcote 33kV | Dowlish Ford | Primary | 11 | -2.9148 | 50.915 | Steady Progression | Headroom (MW) | N/A | 9.91 | 9.89 | 9.84 | 9.81 | 9.75 | 9.74 | 9.7 | 9.66 | 9.62 | 9.57 | 9.51 | 9.47 | 9.42 | 9.38 | 9.35 | 9.25 | 8.96 | 8.44
Axminster 132kV | Woodcote 33kV | Dowlish Ford | Primary | 11 | -2.9148 | 50.915 | System Transformation | Headroom (MW) | N/A | 9.91 | 9.86 | 9.77 | 9.68 | 9.51 | 9.41 | 9.27 | 9.13 | 9 | 8.85 | 8.7 | 8.56 | 8.42 | 8.3 | 8.18 | 7.6 | 6.51 | 5.49
Axminster 132kV | Woodcote 33kV | Dowlish Ford | Primary | 11 | -2.9148 | 50.915 | WPD Best View | Headroom (MW) | N/A | 9.91 | 9.86 | 9.77 | 9.68 | 9.51 | 9.41 | 9.27 | 9.13 | 9 | 8.85 | 8.7 | 8.56 | 8.42 | 8.3 | 8.18 | 7.6 | 6.51 | 5.49
Axminster 132kV | Woodcote 33kV | Penn Cross | Primary | 11 | -2.9271 | 50.7451 | Consumer Transformation | Headroom (MW) | Thermal | 6.22 | 6.15 | 6.06 | 5.94 | 5.6 | 5.24 | 4.89 | 4.48 | 4.05 | 3.59 | 3.06 | 2.49 | 1.9 | 1.34 | 0.69 | -1.44 | -4 | -6.87
Axminster 132kV | Woodcote 33kV | Penn Cross | Primary | 11 | -2.9271 | 50.7451 | Leading the Way | Headroom (MW) | Thermal | 6.22 | 6.14 | 6.04 | 5.92 | 5.55 | 5.27 | 4.99 | 4.51 | 4.06 | 3.61 | 3.16 | 2.67 | 1.87 | 1.11 | 0.31 | -2.26 | -5.21 | -7.93
Axminster 132kV | Woodcote 33kV | Penn Cross | Primary | 11 | -2.9271 | 50.7451 | Steady Progression | Headroom (MW) | N/A | 6.22 | 6.21 | 6.18 | 6.15 | 6.11 | 6.06 | 6.02 | 5.93 | 5.85 | 5.75 | 5.64 | 5.51 | 5.27 | 5.03 | 4.72 | 4.3 | 3.77 | 3.06
Axminster 132kV | Woodcote 33kV | Penn Cross | Primary | 11 | -2.9271 | 50.7451 | System Transformation | Headroom (MW) | Thermal | 6.22 | 6.18 | 6.12 | 6.07 | 5.93 | 5.73 | 5.52 | 5.24 | 4.92 | 4.58 | 4.17 | 3.71 | 3.25 | 2.83 | 2.34 | 1.32 | -0.21 | -1.88
Axminster 132kV | Woodcote 33kV | Penn Cross | Primary | 11 | -2.9271 | 50.7451 | WPD Best View | Headroom (MW) | N/A | 6.22 | 6.2 | 6.17 | 6.13 | 6.08 | 5.94 | 5.8 | 5.59 | 5.34 | 5.05 | 4.7 | 4.3 | 3.88 | 3.52 | 3.07 | 2.4 | 1.46 | 0.2
Axminster 132kV | Woodcote 33kV | Waterlake Primary | Primary | 11 | -2.9508 | 50.8472 | Consumer Transformation | Headroom (MW) | Thermal | 3.95 | 3.91 | 3.85 | 3.76 | 3.56 | 3.39 | 3.19 | 2.97 | 2.77 | 2.58 | 2.31 | 2.06 | 1.81 | 1.55 | 1.28 | -0.91 | -3.15 | -5.51
Axminster 132kV | Woodcote 33kV | Waterlake Primary | Primary | 11 | -2.9508 | 50.8472 | Leading the Way | Headroom (MW) | Thermal | 3.95 | 3.91 | 3.84 | 3.75 | 3.53 | 3.35 | 3.14 | 2.94 | 2.76 | 2.57 | 2.33 | 2.1 | 1.86 | 1.6 | 1.33 | -1.43 | -3.52 | -6.04
Axminster 132kV | Woodcote 33kV | Waterlake Primary | Primary | 11 | -2.9508 | 50.8472 | Steady Progression | Headroom (MW) | N/A | 3.95 | 3.95 | 3.94 | 3.92 | 3.89 | 3.86 | 3.83 | 3.8 | 3.76 | 3.69 | 3.64 | 3.59 | 3.54 | 3.5 | 3.46 | 3.38 | 3.22 | 2.94
Axminster 132kV | Woodcote 33kV | Waterlake Primary | Primary | 11 | -2.9508 | 50.8472 | System Transformation | Headroom (MW) | N/A | 3.95 | 3.94 | 3.9 | 3.86 | 3.77 | 3.69 | 3.6 | 3.52 | 3.4 | 3.31 | 3.2 | 3.09 | 3 | 2.92 | 2.85 | 1.85 | 1.09 | 0.34
Axminster 132kV | Woodcote 33kV | Waterlake Primary | Primary | 11 | -2.9508 | 50.8472 | WPD Best View | Headroom (MW) | N/A | 3.95 | 3.94 | 3.91 | 3.87 | 3.8 | 3.73 | 3.65 | 3.57 | 3.49 | 3.38 | 3.3 | 3.22 | 3.14 | 3.07 | 3.02 | 2.14 | 1.62 | 1.11
Axminster 132kV | YEOVIL 33kV | Coker | Primary | 11 | -2.6651 | 50.914 | Consumer Transformation | Headroom (MW) | Thermal | 5.46 | 5.42 | 5.37 | 5.31 | 5.12 | 4.75 | 4.4 | 3.86 | 3.17 | 2.36 | 1.36 | 0.22 | -1 | -2.01 | -3.23 | -5.75 | -8.38 | -11.49
Axminster 132kV | YEOVIL 33kV | Coker | Primary | 11 | -2.6651 | 50.914 | Leading the Way | Headroom (MW) | Thermal | 5.46 | 5.42 | 5.37 | 5.3 | 5.08 | 4.92 | 4.75 | 4.05 | 3.28 | 2.48 | 1.66 | 0.73 | -0.98 | -2.45 | -3.94 | -7.03 | -10.26 | -11.82
Axminster 132kV | YEOVIL 33kV | Coker | Primary | 11 | -2.6651 | 50.914 | Steady Progression | Headroom (MW) | N/A | 5.46 | 5.45 | 5.44 | 5.43 | 5.4 | 5.38 | 5.36 | 5.23 | 5.11 | 4.95 | 4.75 | 4.49 | 3.91 | 3.35 | 2.62 | 1.63 | 1.68 | 0.64
Axminster 132kV | YEOVIL 33kV | Coker | Primary | 11 | -2.6651 | 50.914 | System Transformation | Headroom (MW) | Thermal | 5.46 | 5.44 | 5.41 | 5.38 | 5.3 | 5.03 | 4.76 | 4.3 | 3.68 | 2.98 | 2.1 | 1.08 | -0.02 | -0.94 | -2.07 | -3.89 | -4.98 | -7.51
Axminster 132kV | YEOVIL 33kV | Coker | Primary | 11 | -2.6651 | 50.914 | WPD Best View | Headroom (MW) | Thermal | 5.46 | 5.44 | 5.41 | 5.38 | 5.3 | 5.04 | 4.76 | 4.3 | 3.69 | 2.99 | 2.1 | 1.08 | -0.01 | -0.93 | -2.06 | -3.88 | -4.97 | -7.49
Axminster 132kV | YEOVIL 33kV | East Chinnock Primary | Primary | 11 | -2.7258 | 50.9155 | Consumer Transformation | Headroom (MW) | Thermal | 2.025 | 1.975 | 1.915 | 1.835 | 1.665 | 1.415 | 0.475 | -1.205 | -2.495 | -3.755 | -5.125 | -6.495 | -7.855 | -9.245 | -10.805 | -16.935 | -24.505 | -32.525
Axminster 132kV | YEOVIL 33kV | East Chinnock Primary | Primary | 11 | -2.7258 | 50.9155 | Leading the Way | Headroom (MW) | Thermal | 2.025 | 1.975 | 1.915 | 1.845 | 1.685 | 1.545 | 0.615 | -0.385 | -1.215 | -2.305 | -3.295 | -4.275 | -5.665 | -7.065 | -8.545 | -13.895 | -20.365 | -26.315
Axminster 132kV | YEOVIL 33kV | East Chinnock Primary | Primary | 11 | -2.7258 | 50.9155 | Steady Progression | Headroom (MW) | Thermal | 2.025 | 2.005 | 1.985 | 1.965 | 1.935 | 1.915 | 1.885 | 1.805 | 1.605 | 0.785 | 0.555 | 0.285 | -0.185 | -0.555 | -0.975 | -1.625 | -2.385 | -3.185
Axminster 132kV | YEOVIL 33kV | East Chinnock Primary | Primary | 11 | -2.7258 | 50.9155 | System Transformation | Headroom (MW) | Thermal | 2.025 | 1.985 | 1.955 | 1.925 | 1.855 | 1.705 | 1.545 | 1.295 | 0.375 | -0.225 | -0.935 | -1.655 | -2.365 | -2.945 | -3.625 | -5.315 | -7.735 | -10.455
Axminster 132kV | YEOVIL 33kV | East Chinnock Primary | Primary | 11 | -2.7258 | 50.9155 | WPD Best View | Headroom (MW) | Thermal | 2.025 | 1.995 | 1.965 | 1.925 | 1.865 | 1.715 | 1.565 | 1.315 | 0.395 | -0.195 | -0.915 | -1.635 | -2.335 | -2.915 | -3.595 | -5.275 | -7.665 | -10.365
Axminster 132kV | YEOVIL 33kV | Montacute | Primary | 11 | -2.6972 | 50.9547 | Consumer Transformation | Headroom (MW) | Thermal | 5.46 | 5.52 | 5.48 | 5.48 | 5.15 | 4.91 | 3.61 | 1.44 | -0.14 | -1.6 | -3.13 | -4.57 | -5.97 | -7.48 | -9.1 | -17.46 | -27.79 | -38.46
Axminster 132kV | YEOVIL 33kV | Montacute | Primary | 11 | -2.6972 | 50.9547 | Leading the Way | Headroom (MW) | Thermal | 5.46 | 5.53 | 5.51 | 5.55 | 5.2 | 4.98 | 3.57 | 2.4 | 1.49 | 0.22 | -0.94 | -2.02 | -3.18 | -4.44 | -5.79 | -12.65 | -21.17 | -30.39
Axminster 132kV | YEOVIL 33kV | Montacute | Primary | 11 | -2.6972 | 50.9547 | Steady Progression | Headroom (MW) | N/A | 5.46 | 5.56 | 5.59 | 5.68 | 5.69 | 5.71 | 5.68 | 5.64 | 5.44 | 4.39 | 4.18 | 3.94 | 3.62 | 3.43 | 3.28 | 2.91 | 2.29 | 1.54
Axminster 132kV | YEOVIL 33kV | Montacute | Primary | 11 | -2.6972 | 50.9547 | System Transformation | Headroom (MW) | Thermal | 5.46 | 5.55 | 5.57 | 5.64 | 5.55 | 5.49 | 5.35 | 5.21 | 4.22 | 3.73 | 3.17 | 2.69 | 2.25 | 1.93 | 1.61 | -0.12 | -2.83 | -5.66
Axminster 132kV | YEOVIL 33kV | Montacute | Primary | 11 | -2.6972 | 50.9547 | WPD Best View | Headroom (MW) | Thermal | 5.46 | 5.55 | 5.57 | 5.64 | 5.55 | 5.49 | 5.35 | 5.21 | 4.22 | 3.73 | 3.17 | 2.69 | 2.25 | 1.93 | 1.61 | -0.12 | -2.83 | -5.66
Bridgwater / Taunton 132kV | Bowhays Cross 33kV | Alcombe | Primary | 11 | -3.4649 | 51.1996 | Consumer Transformation | Headroom (MW) | Thermal | 12.37 | 12.33 | 12.25 | 12.12 | 11.62 | 11.19 | 10.77 | 10.34 | 9.93 | 9.54 | 9.12 | 8.72 | 8.33 | 7.93 | 7.51 | 4.95 | 1.91 | -1.31
Bridgwater / Taunton 132kV | Bowhays Cross 33kV | Alcombe | Primary | 11 | -3.4649 | 51.1996 | Leading the Way | Headroom (MW) | Thermal | 12.37 | 12.32 | 12.22 | 12.09 | 11.52 | 11.07 | 10.63 | 10.19 | 9.75 | 9.35 | 8.88 | 8.44 | 7.99 | 7.54 | 7.08 | 4.34 | 0.99 | -3.18
Bridgwater / Taunton 132kV | Bowhays Cross 33kV | Alcombe | Primary | 11 | -3.4649 | 51.1996 | Steady Progression | Headroom (MW) | N/A | 12.37 | 12.36 | 12.3 | 12.24 | 12.18 | 12.13 | 12.09 | 12.04 | 11.94 | 11.84 | 11.74 | 11.65 | 11.55 | 11.47 | 11.38 | 11.08 | 10.97 | 10.24
Bridgwater / Taunton 132kV | Bowhays Cross 33kV | Alcombe | Primary | 11 | -3.4649 | 51.1996 | System Transformation | Headroom (MW) | N/A | 12.37 | 12.35 | 12.27 | 12.2 | 12.08 | 11.87 | 11.64 | 11.41 | 11.18 | 10.97 | 10.73 | 10.52 | 10.32 | 10.13 | 9.95 | 9.01 | 7.83 | 6.38
Bridgwater / Taunton 132kV | Bowhays Cross 33kV | Alcombe | Primary | 11 | -3.4649 | 51.1996 | WPD Best View | Headroom (MW) | N/A | 12.37 | 12.35 | 12.27 | 12.2 | 12.08 | 11.87 | 11.64 | 11.41 | 11.18 | 10.97 | 10.73 | 10.52 | 10.32 | 10.13 | 9.95 | 9.01 | 7.83 | 6.38
Bridgwater / Taunton 132kV | Bowhays Cross 33kV | Bowhays Cross | Primary | 11 | -3.3396 | 51.1599 | Consumer Transformation | Headroom (MW) | Thermal | 8.25 | 8.16 | 8.02 | 7.84 | 7.44 | 6.91 | 6.32 | 5.47 | 4.5 | 3.4 | 2.14 | 0.79 | -0.61 | -1.92 | -3.5 | -7.38 | -11.67 | -16.64
Bridgwater / Taunton 132kV | Bowhays Cross 33kV | Bowhays Cross | Primary | 11 | -3.3396 | 51.1599 | Leading the Way | Headroom (MW) | Thermal | 8.25 | 8.15 | 8 | 7.81 | 7.37 | 7.09 | 6.68 | 5.68 | 4.62 | 3.52 | 2.45 | 1.3 | -0.62 | -2.41 | -4.28 | -9.03 | -14.31 | -18.3
Bridgwater / Taunton 132kV | Bowhays Cross 33kV | Bowhays Cross | Primary | 11 | -3.3396 | 51.1599 | Steady Progression | Headroom (MW) | N/A | 8.25 | 8.24 | 8.2 | 8.16 | 8.15 | 8.16 | 8.12 | 7.97 | 7.81 | 7.61 | 7.36 | 7.08 | 6.48 | 5.88 | 5.1 | 4.01 | 2.82 | 1.4
Bridgwater / Taunton 132kV | Bowhays Cross 33kV | Bowhays Cross | Primary | 11 | -3.3396 | 51.1599 | System Transformation | Headroom (MW) | Thermal | 8.25 | 8.2 | 8.12 | 8.03 | 7.88 | 7.58 | 7.2 | 6.59 | 5.82 | 4.96 | 3.92 | 2.79 | 1.62 | 0.56 | -0.76 | -2.98 | -5.91 | -9.26
Bridgwater / Taunton 132kV | Bowhays Cross 33kV | Bowhays Cross | Primary | 11 | -3.3396 | 51.1599 | WPD Best View | Headroom (MW) | Thermal | 8.25 | 8.2 | 8.12 | 8.03 | 7.88 | 7.58 | 7.2 | 6.59 | 5.82 | 4.96 | 3.92 | 2.79 | 1.62 | 0.56 | -0.76 | -2.98 | -5.91 | -9.26
Bridgwater / Taunton 132kV | Bowhays Cross 33kV | Holford | Primary | 11 | -3.1967 | 51.1688 | Consumer Transformation | Headroom (MW) | Thermal | 1.62 | 1.6 | 1.58 | 1.56 | 1.51 | 1.34 | 1.19 | 0.93 | 0.63 | 0.27 | -0.17 | -0.69 | -1.24 | -1.73 | -2.34 | -3.38 | -4.62 | -6.13
Bridgwater / Taunton 132kV | Bowhays Cross 33kV | Holford | Primary | 11 | -3.1967 | 51.1688 | Leading the Way | Headroom (MW) | Thermal | 1.62 | 1.6 | 1.58 | 1.55 | 1.5 | 1.45 | 1.4 | 1.06 | 0.73 | 0.39 | 0.07 | -0.31 | -1.11 | -1.84 | -2.61 | -4.09 | -5.67 | -6.27
Bridgwater / Taunton 132kV | Bowhays Cross 33kV | Holford | Primary | 11 | -3.1967 | 51.1688 | Steady Progression | Headroom (MW) | Thermal | 1.62 | 1.61 | 1.61 | 1.6 | 1.59 | 1.58 | 1.58 | 1.51 | 1.45 | 1.37 | 1.26 | 1.13 | 0.83 | 0.54 | 0.15 | -0.35 | -0.86 | -1.4
Bridgwater / Taunton 132kV | Bowhays Cross 33kV | Holford | Primary | 11 | -3.1967 | 51.1688 | System Transformation | Headroom (MW) | Thermal | 1.62 | 1.61 | 1.6 | 1.58 | 1.56 | 1.43 | 1.3 | 1.06 | 0.76 | 0.42 | -0.01 | -0.51 | -1.05 | -1.52 | -2.1 | -2.94 | -4 | -5.32
Bridgwater / Taunton 132kV | Bowhays Cross 33kV | Holford | Primary | 11 | -3.1967 | 51.1688 | WPD Best View | Headroom (MW) | Thermal | 1.62 | 1.61 | 1.6 | 1.58 | 1.56 | 1.43 | 1.3 | 1.06 | 0.76 | 0.42 | -0.01 | -0.51 | -1.05 | -1.52 | -2.1 | -2.94 | -4 | -5.32
Bridgwater / Taunton 132kV | Bowhays Cross 33kV | Luckwell Bridge | Primary | 11 | -3.5634 | 51.1374 | Consumer Transformation | Headroom (MW) | Thermal | 1.43 | 1.38 | 1.33 | 1.28 | 1.16 | 1.06 | 0.97 | 0.88 | 0.8 | 0.72 | 0.65 | 0.57 | 0.5 | 0.42 | 0.34 | -0.2 | -0.88 | -1.61
Bridgwater / Taunton 132kV | Bowhays Cross 33kV | Luckwell Bridge | Primary | 11 | -3.5634 | 51.1374 | Leading the Way | Headroom (MW) | Thermal | 1.43 | 1.37 | 1.33 | 1.28 | 1.14 | 1.04 | 0.94 | 0.85 | 0.77 | 0.69 | 0.61 | 0.53 | 0.45 | 0.36 | 0.26 | -0.32 | -1.06 | -2.02
Bridgwater / Taunton 132kV | Bowhays Cross 33kV | Luckwell Bridge | Primary | 11 | -3.5634 | 51.1374 | Steady Progression | Headroom (MW) | N/A | 1.43 | 1.4 | 1.38 | 1.37 | 1.35 | 1.33 | 1.31 | 1.29 | 1.26 | 1.24 | 1.23 | 1.21 | 1.2 | 1.19 | 1.18 | 1.15 | 1.09 | 0.96
Bridgwater / Taunton 132kV | Bowhays Cross 33kV | Luckwell Bridge | Primary | 11 | -3.5634 | 51.1374 | System Transformation | Headroom (MW) | N/A | 1.43 | 1.39 | 1.36 | 1.33 | 1.28 | 1.24 | 1.19 | 1.14 | 1.09 | 1.05 | 1.01 | 0.98 | 0.95 | 0.92 | 0.9 | 0.75 | 0.44 | 0.15
Bridgwater / Taunton 132kV | Bowhays Cross 33kV | Luckwell Bridge | Primary | 11 | -3.5634 | 51.1374 | WPD Best View | Headroom (MW) | N/A | 1.43 | 1.39 | 1.36 | 1.33 | 1.28 | 1.24 | 1.19 | 1.14 | 1.09 | 1.05 | 1.01 | 0.98 | 0.95 | 0.92 | 0.9 | 0.75 | 0.44 | 0.15
Bridgwater / Taunton 132kV | Bowhays Cross 33kV | Periton | Primary | 11 | -3.4968 | 51.2006 | Consumer Transformation | Headroom (MW) | N/A | 7.38 | 7.36 | 7.32 | 7.27 | 7.16 | 7.07 | 6.99 | 6.9 | 6.82 | 6.74 | 6.67 | 6.59 | 6.52 | 6.44 | 6.36 | 5.86 | 5.26 | 4.63
Bridgwater / Taunton 132kV | Bowhays Cross 33kV | Periton | Primary | 11 | -3.4968 | 51.2006 | Leading the Way | Headroom (MW) | N/A | 7.38 | 7.35 | 7.31 | 7.27 | 7.15 | 7.05 | 6.97 | 6.88 | 6.79 | 6.72 | 6.63 | 6.55 | 6.47 | 6.39 | 6.29 | 5.76 | 5.12 | 4.31
Bridgwater / Taunton 132kV | Bowhays Cross 33kV | Periton | Primary | 11 | -3.4968 | 51.2006 | Steady Progression | Headroom (MW) | N/A | 7.38 | 7.37 | 7.35 | 7.33 | 7.31 | 7.28 | 7.26 | 7.23 | 7.21 | 7.18 | 7.16 | 7.14 | 7.12 | 7.1 | 7.08 | 7.01 | 6.92 | 6.77
Bridgwater / Taunton 132kV | Bowhays Cross 33kV | Periton | Primary | 11 | -3.4968 | 51.2006 | System Transformation | Headroom (MW) | N/A | 7.38 | 7.37 | 7.34 | 7.31 | 7.26 | 7.21 | 7.16 | 7.11 | 7.06 | 7.02 | 6.97 | 6.93 | 6.89 | 6.86 | 6.82 | 6.64 | 6.35 | 6.07
Bridgwater / Taunton 132kV | Bowhays Cross 33kV | Periton | Primary | 11 | -3.4968 | 51.2006 | WPD Best View | Headroom (MW) | N/A | 7.38 | 7.37 | 7.34 | 7.31 | 7.26 | 7.21 | 7.16 | 7.11 | 7.06 | 7.02 | 6.97 | 6.93 | 6.89 | 6.86 | 6.82 | 6.64 | 6.35 | 6.07
Bridgwater / Taunton 132kV | Bowhays Cross 33kV | Wiveliscombe | Primary | 11 | -3.3087 | 51.0357 | Consumer Transformation | Headroom (MW) | Thermal | 5.62 | 5.56 | 5.53 | 5.43 | 5.19 | 4.55 | 3.95 | 2.93 | 1.71 | 0.3 | -1.47 | -3.48 | -5.62 | -7.54 | -9.91 | -14.73 | -19.71 | -25.76
Bridgwater / Taunton 132kV | Bowhays Cross 33kV | Wiveliscombe | Primary | 11 | -3.3087 | 51.0357 | Leading the Way | Headroom (MW) | Thermal | 5.62 | 5.56 | 5.53 | 5.42 | 5.15 | 4.99 | 4.77 | 3.43 | 2.08 | 0.73 | -0.56 | -2.06 | -5.16 | -8.03 | -11.03 | -18.05 | -24.35 | -26.97
Bridgwater / Taunton 132kV | Bowhays Cross 33kV | Wiveliscombe | Primary | 11 | -3.3087 | 51.0357 | Steady Progression | Headroom (MW) | Thermal | 5.62 | 5.61 | 5.63 | 5.6 | 5.57 | 5.57 | 5.53 | 5.29 | 5.06 | 4.75 | 4.34 | 3.84 | 2.69 | 1.57 | 0.08 | -1.84 | -1.93 | -4.03
Bridgwater / Taunton 132kV | Bowhays Cross 33kV | Wiveliscombe | Primary | 11 | -3.3087 | 51.0357 | System Transformation | Headroom (MW) | Thermal | 5.62 | 5.59 | 5.59 | 5.54 | 5.44 | 4.96 | 4.45 | 3.53 | 2.37 | 1.04 | -0.65 | -2.59 | -4.65 | -6.47 | -8.73 | -12.58 | -16.77 | -21.91
Bridgwater / Taunton 132kV | Bowhays Cross 33kV | Wiveliscombe | Primary | 11 | -3.3087 | 51.0357 | WPD Best View | Headroom (MW) | Thermal | 5.62 | 5.59 | 5.59 | 5.54 | 5.44 | 4.96 | 4.45 | 3.53 | 2.37 | 1.04 | -0.65 | -2.59 | -4.65 | -6.47 | -8.73 | -12.58 | -16.77 | -21.91
Bridgwater / Taunton 132kV | Bridgwater 33kV | Bath Road Primary | Primary | 11 | -2.9815 | 51.1418 | Consumer Transformation | Headroom (MW) | Thermal | 3.775 | 3.735 | 3.535 | 3.105 | 2.285 | 1.295 | 0.435 | -0.675 | -1.905 | -3.215 | -4.875 | -6.635 | -8.475 | -10.175 | -11.025 | -13.965 | -29.225 | -39.215
Bridgwater / Taunton 132kV | Bridgwater 33kV | Bath Road Primary | Primary | 11 | -2.9815 | 51.1418 | Leading the Way | Headroom (MW) | Thermal | 3.775 | 3.725 | 3.515 | 3.065 | 2.465 | 1.745 | 1.145 | -0.125 | -1.395 | -2.615 | -3.975 | -5.375 | -7.835 | -10.165 | -8.315 | -27.805 | -38.445 | -47.765
Bridgwater / Taunton 132kV | Bridgwater 33kV | Bath Road Primary | Primary | 11 | -2.9815 | 51.1418 | Steady Progression | Headroom (MW) | Thermal | 3.775 | 3.765 | 3.605 | 3.445 | 3.275 | 3.085 | 2.875 | 2.545 | 2.225 | 1.865 | 1.455 | 0.995 | 0.145 | -0.665 | -1.685 | -3.505 | -4.915 | -7.755
Bridgwater / Taunton 132kV | Bridgwater 33kV | Bath Road Primary | Primary | 11 | -2.9815 | 51.1418 | System Transformation | Headroom (MW) | Thermal | 3.775 | 3.755 | 3.575 | 3.385 | 2.945 | 2.305 | 1.815 | 1.045 | -0.075 | -1.105 | -2.495 | -3.995 | -5.565 | -6.965 | -1.965 | -12.135 | -18.065 | -24.735
Bridgwater / Taunton 132kV | Bridgwater 33kV | Bath Road Primary | Primary | 11 | -2.9815 | 51.1418 | WPD Best View | Headroom (MW) | Thermal | 3.775 | 3.765 | 3.605 | 3.445 | 3.275 | 3.085 | 2.875 | 2.545 | 2.225 | 1.865 | 1.455 | 0.995 | 0.145 | -0.665 | -1.685 | -3.505 | -4.915 | -7.755
Bridgwater / Taunton 132kV | Bridgwater 33kV | Bridgwater Local | Primary | 11 | -3.0082 | 51.1292 | Consumer Transformation | Headroom (MW) | Thermal | 10.14 | 10.12 | 10.04 | 9.96 | 9.64 | 9.19 | 8.74 | 8.28 | 7.84 | 7.41 | 6.8 | 6.16 | 5.51 | 4.87 | 4.15 | 1.27 | -2.55 | -6.81
Bridgwater / Taunton 132kV | Bridgwater 33kV | Bridgwater Local | Primary | 11 | -3.0082 | 51.1292 | Leading the Way | Headroom (MW) | Thermal | 10.14 | 10.11 | 10.03 | 9.94 | 9.57 | 9.13 | 8.68 | 8.2 | 7.75 | 7.31 | 6.73 | 6.14 | 5.3 | 4.48 | 3.61 | 0.14 | -4.27 | -8.84
Bridgwater / Taunton 132kV | Bridgwater 33kV | Bridgwater Local | Primary | 11 | -3.0082 | 51.1292 | Steady Progression | Headroom (MW) | N/A | 10.14 | 10.14 | 10.09 | 10.05 | 9.99 | 9.95 | 9.9 | 9.86 | 9.81 | 9.77 | 9.72 | 9.6 | 9.36 | 9.12 | 8.84 | 8.33 | 7.57 | 6.49
Bridgwater / Taunton 132kV | Bridgwater 33kV | Bridgwater Local | Primary | 11 | -3.0082 | 51.1292 | System Transformation | Headroom (MW) | N/A | 10.14 | 10.13 | 10.07 | 10.01 | 9.93 | 9.87 | 9.65 | 9.39 | 9.12 | 8.86 | 8.42 | 7.96 | 7.49 | 7.06 | 6.58 | 5.29 | 3.06 | 0.71
Bridgwater / Taunton 132kV | Bridgwater 33kV | Bridgwater Local | Primary | 11 | -3.0082 | 51.1292 | WPD Best View | Headroom (MW) | N/A | 10.14 | 10.14 | 10.09 | 10.05 | 9.99 | 9.95 | 9.9 | 9.86 | 9.81 | 9.77 | 9.72 | 9.6 | 9.36 | 9.12 | 8.84 | 8.33 | 7.57 | 6.49
Bridgwater / Taunton 132kV | Bridgwater 33kV | Burnham | Primary | 11 | -2.9881 | 51.2382 | Consumer Transformation | Headroom (MW) | Thermal | 10.59 | 10.43 | 10.18 | 9.88 | 9.24 | 8.65 | 8.09 | 7.53 | 6.99 | 6.46 | 5.74 | 4.99 | 4.21 | 3.45 | 2.6 | -1.17 | -6.86 | -12.51
Bridgwater / Taunton 132kV | Bridgwater 33kV | Burnham | Primary | 11 | -2.9881 | 51.2382 | Leading the Way | Headroom (MW) | Thermal | 10.59 | 10.42 | 10.16 | 9.84 | 9.16 | 8.58 | 8.02 | 7.43 | 6.88 | 6.34 | 5.65 | 4.92 | 3.93 | 2.92 | 1.85 | -2.74 | -9.8 | -16.13
Bridgwater / Taunton 132kV | Bridgwater 33kV | Burnham | Primary | 11 | -2.9881 | 51.2382 | Steady Progression | Headroom (MW) | N/A | 10.59 | 10.56 | 10.46 | 10.37 | 10.28 | 10.16 | 10.03 | 9.9 | 9.77 | 9.63 | 9.45 | 9.28 | 9.01 | 8.75 | 8.44 | 7.86 | 6.95 | 5.59
Bridgwater / Taunton 132kV | Bridgwater 33kV | Burnham | Primary | 11 | -2.9881 | 51.2382 | System Transformation | Headroom (MW) | Thermal | 10.59 | 10.5 | 10.34 | 10.17 | 9.91 | 9.63 | 9.32 | 9 | 8.68 | 8.37 | 7.88 | 7.36 | 6.83 | 6.36 | 5.82 | 4.24 | 0.77 | -2.15
Bridgwater / Taunton 132kV | Bridgwater 33kV | Burnham | Primary | 11 | -2.9881 | 51.2382 | WPD Best View | Headroom (MW) | N/A | 10.59 | 10.56 | 10.46 | 10.37 | 10.28 | 10.16 | 10.03 | 9.9 | 9.77 | 9.63 | 9.45 | 9.28 | 9.01 | 8.75 | 8.44 | 7.86 | 6.95 | 5.59
Bridgwater / Taunton 132kV | Bridgwater 33kV | Colley Lane | Primary | 11 | -2.9885 | 51.1194 | Consumer Transformation | Headroom (MW) | Thermal | 22.08 | 21.89 | 13.62 | 13.23 | 12.32 | 11.06 | 10.03 | 8.96 | 7.84 | 6.7 | 5.15 | 3.49 | 1.77 | 0.09 | -1.85 | -9.63 | -19.66 | -31.08
Bridgwater / Taunton 132kV | Bridgwater 33kV | Colley Lane | Primary | 11 | -2.9885 | 51.1194 | Leading the Way | Headroom (MW) | Thermal | 22.08 | 21.87 | 13.58 | 13.17 | 12.19 | 10.87 | 9.89 | 8.74 | 7.61 | 6.44 | 4.8 | 2.99 | 0.61 | -1.71 | -4.15 | -14.41 | -27 | -40.47
Bridgwater / Taunton 132kV | Bridgwater 33kV | Colley Lane | Primary | 11 | -2.9885 | 51.1194 | Steady Progression | Headroom (MW) | N/A | 22.08 | 22.04 | 13.95 | 13.82 | 13.66 | 13.45 | 13.37 | 13.3 | 13.26 | 13.27 | 13.15 | 12.99 | 12.6 | 12.24 | 11.87 | 11.34 | 9.9 | 7.63
Bridgwater / Taunton 132kV | Bridgwater 33kV | Colley Lane | Primary | 11 | -2.9885 | 51.1194 | System Transformation | Headroom (MW) | Thermal | 22.08 | 21.98 | 13.81 | 13.58 | 13.17 | 12.65 | 12.33 | 11.81 | 11.13 | 10.65 | 9.75 | 8.76 | 7.76 | 6.84 | 5.69 | 3.86 | -1.95 | -8.32
Bridgwater / Taunton 132kV | Bridgwater 33kV | Colley Lane | Primary | 11 | -2.9885 | 51.1194 | WPD Best View | Headroom (MW) | N/A | 22.08 | 22.04 | 13.95 | 13.82 | 13.66 | 13.45 | 13.37 | 13.29 | 13.25 | 13.25 | 13.14 | 12.97 | 12.58 | 12.21 | 11.85 | 11.32 | 9.88 | 7.6
Bridgwater / Taunton 132kV | Bridgwater 33kV | Creech St Michael | Primary | 11 | -3.0255 | 51.0156 | Consumer Transformation | Headroom (MW) | Thermal | 4.88 | 4.78 | 4.5 | 4.42 | 4.06 | 3.77 | 3.44 | 3.11 | 2.78 | 2.45 | 2.12 | 1.78 | 1.43 | 1.02 | 0.57 | -2.43 | -4.66 | -6.99
Bridgwater / Taunton 132kV | Bridgwater 33kV | Creech St Michael | Primary | 11 | -3.0255 | 51.0156 | Leading the Way | Headroom (MW) | Thermal | 4.88 | 4.77 | 4.48 | 4.41 | 4.01 | 3.73 | 3.37 | 3.01 | 2.65 | 2.29 | 1.91 | 1.53 | 1.11 | 0.63 | 0.1 | -3.46 | -5.85 | -8.92
Bridgwater / Taunton 132kV | Bridgwater 33kV | Creech St Michael | Primary | 11 | -3.0255 | 51.0156 | Steady Progression | Headroom (MW) | N/A | 4.88 | 4.86 | 4.82 | 4.84 | 4.84 | 4.82 | 4.77 | 4.72 | 4.67 | 4.61 | 4.55 | 4.5 | 4.44 | 4.37 | 4.3 | 4.07 | 6.08 | 5.6
Bridgwater / Taunton 132kV | Bridgwater 33kV | Creech St Michael | Primary | 11 | -3.0255 | 51.0156 | System Transformation | Headroom (MW) | N/A | 4.88 | 4.83 | 4.74 | 4.59 | 4.48 | 4.38 | 4.21 | 4.04 | 3.87 | 3.7 | 3.52 | 3.34 | 3.16 | 2.96 | 2.73 | 1.25 | 2.46 | 1.54
Bridgwater / Taunton 132kV | Bridgwater 33kV | Creech St Michael | Primary | 11 | -3.0255 | 51.0156 | WPD Best View | Headroom (MW) | N/A | 4.88 | 4.83 | 4.75 | 4.6 | 4.49 | 4.4 | 4.23 | 4.07 | 3.91 | 3.74 | 3.57 | 3.39 | 3.21 | 3.02 | 2.8 | 1.34 | 2.6 | 1.7
Bridgwater / Taunton 132kV | Bridgwater 33kV | Curry Mallet | Primary | 11 | -2.9449 | 50.9867 | Consumer Transformation | Headroom (MW) | Thermal | 2.17 | 2.14 | 2.03 | 1.99 | 1.84 | 1.73 | 1.61 | 1.5 | 1.39 | 1.29 | 1.19 | 1.09 | 0.99 | 0.89 | 0.79 | 0.16 | -0.61 | -1.43
Bridgwater / Taunton 132kV | Bridgwater 33kV | Curry Mallet | Primary | 11 | -2.9449 | 50.9867 | Leading the Way | Headroom (MW) | Thermal | 2.17 | 2.13 | 2.02 | 1.98 | 1.82 | 1.7 | 1.58 | 1.47 | 1.36 | 1.26 | 1.15 | 1.04 | 0.92 | 0.81 | 0.69 | 0.01 | -0.83 | -1.92
Bridgwater / Taunton 132kV | Bridgwater 33kV | Curry Mallet | Primary | 11 | -2.9449 | 50.9867 | Steady Progression | Headroom (MW) | N/A | 2.17 | 2.16 | 2.15 | 2.15 | 2.13 | 2.11 | 2.09 | 2.07 | 2.04 | 2.02 | 2 | 1.98 | 1.96 | 1.95 | 1.93 | 1.9 | 2.43 | 2.27
Bridgwater / Taunton 132kV | Bridgwater 33kV | Curry Mallet | Primary | 11 | -2.9449 | 50.9867 | System Transformation | Headroom (MW) | N/A | 2.17 | 2.15 | 2.12 | 2.05 | 1.99 | 1.94 | 1.88 | 1.83 | 1.77 | 1.72 | 1.66 | 1.61 | 1.57 | 1.53 | 1.49 | 1.3 | 0.95 | 0.63
Bridgwater / Taunton 132kV | Bridgwater 33kV | Curry Mallet | Primary | 11 | -2.9449 | 50.9867 | WPD Best View | Headroom (MW) | N/A | 2.17 | 2.15 | 2.12 | 2.05 | 1.99 | 1.94 | 1.88 | 1.83 | 1.77 | 1.72 | 1.66 | 1.61 | 1.57 | 1.53 | 1.49 | 1.3 | 0.95 | 0.63
Axminster 132kV | Bridgwater 33kV | Martock | Primary | 11 | -2.7732 | 50.9681 | Consumer Transformation | Headroom (MW) | Thermal | 5.45 | 5.33 | 5.18 | 4.96 | 4.45 | 4 | 3.42 | 2.75 | 2.15 | 1.58 | 0.83 | 0.12 | -0.59 | -1.34 | -2.17 | -6.13 | -11.41 | -17.09
Axminster 132kV | Bridgwater 33kV | Martock | Primary | 11 | -2.7732 | 50.9681 | Leading the Way | Headroom (MW) | Thermal | 5.45 | 5.32 | 5.16 | 4.93 | 4.37 | 3.93 | 3.33 | 2.71 | 2.15 | 1.57 | 0.84 | 0.14 | -0.58 | -1.32 | -2.1 | -6.12 | -11.44 | -17.89
Axminster 132kV | Bridgwater 33kV | Martock | Primary | 11 | -2.7732 | 50.9681 | Steady Progression | Headroom (MW) | N/A | 5.45 | 5.43 | 5.41 | 5.36 | 5.34 | 5.29 | 5.2 | 5.1 | 5 | 4.84 | 4.72 | 4.6 | 4.49 | 4.4 | 4.33 | 4.13 | 3.69 | 2.92
Axminster 132kV | Bridgwater 33kV | Martock | Primary | 11 | -2.7732 | 50.9681 | System Transformation | Headroom (MW) | Thermal | 5.45 | 5.39 | 5.31 | 5.2 | 5.02 | 4.83 | 4.57 | 4.28 | 3.96 | 3.67 | 3.32 | 3.03 | 2.78 | 2.54 | 2.26 | 1.2 | -0.72 | -2.59
Axminster 132kV | Bridgwater 33kV | Martock | Primary | 11 | -2.7732 | 50.9681 | WPD Best View | Headroom (MW) | Thermal | 5.45 | 5.39 | 5.31 | 5.2 | 5.02 | 4.83 | 4.57 | 4.28 | 3.96 | 3.67 | 3.32 | 3.03 | 2.78 | 2.54 | 2.26 | 1.2 | -0.72 | -2.59
Bridgwater / Taunton 132kV | Bridgwater 33kV | Nether Stowey | Primary | 11 | -3.1256 | 51.1482 | Consumer Transformation | Headroom (MW) | Thermal | 4.71 | 4.65 | 4.55 | 4.44 | 4.2 | 3.55 | 2.97 | 2.02 | 0.9 | -0.41 | -2.15 | -4.14 | -6.26 | -8.15 | -10.48 | -14.65 | -19.74 | -25.97
Bridgwater / Taunton 132kV | Bridgwater 33kV | Nether Stowey | Primary | 11 | -3.1256 | 51.1482 | Leading the Way | Headroom (MW) | Thermal | 4.71 | 4.64 | 4.54 | 4.42 | 4.17 | 3.95 | 3.72 | 2.49 | 1.26 | 0.03 | -1.24 | -2.73 | -5.78 | -8.62 | -11.57 | -17.41 | -23.87 | -26.6
Bridgwater / Taunton 132kV | Bridgwater 33kV | Nether Stowey | Primary | 11 | -3.1256 | 51.1482 | Steady Progression | Headroom (MW) | Thermal | 4.71 | 4.7 | 4.66 | 4.63 | 4.59 | 4.55 | 4.51 | 4.27 | 4.04 | 3.75 | 3.34 | 2.84 | 1.7 | 0.59 | -0.88 | -2.81 | -4.19 | -6.35
Bridgwater / Taunton 132kV | Bridgwater 33kV | Nether Stowey | Primary | 11 | -3.1256 | 51.1482 | System Transformation | Headroom (MW) | Thermal | 4.71 | 4.67 | 4.61 | 4.55 | 4.45 | 3.96 | 3.48 | 2.63 | 1.55 | 0.33 | -1.33 | -3.24 | -5.27 | -7.07 | -9.3 | -12.54 | -16.19 | -21.44
Bridgwater / Taunton 132kV | Bridgwater 33kV | Nether Stowey | Primary | 11 | -3.1256 | 51.1482 | WPD Best View | Headroom (MW) | Thermal | 4.71 | 4.69 | 4.65 | 4.61 | 4.57 | 4.37 | 4.17 | 3.72 | 3.18 | 2.55 | 1.72 | 0.74 | -0.71 | -2.05 | -3.77 | -6.12 | -8.18 | -11.31
Bridgwater / Taunton 132kV | Bridgwater 33kV | North Street Langport | Primary | 11 | -2.8284 | 51.0396 | Consumer Transformation | Headroom (MW) | Thermal | 9.5 | 9.44 | 9.33 | 9.19 | 8.89 | 8.48 | 8.08 | 7.53 | 6.93 | 6.26 | 5.39 | 4.42 | 3.4 | 2.46 | 1.35 | -1.29 | -4.62 | -8.53
Bridgwater / Taunton 132kV | Bridgwater 33kV | North Street Langport | Primary | 11 | -2.8284 | 51.0396 | Leading the Way | Headroom (MW) | Thermal | 9.5 | 9.43 | 9.31 | 9.16 | 8.84 | 8.62 | 8.35 | 7.69 | 7.04 | 6.4 | 5.72 | 4.94 | 3.51 | 2.17 | 0.77 | -2.7 | -6.73 | -9.59
Bridgwater / Taunton 132kV | Bridgwater 33kV | North Street Langport | Primary | 11 | -2.8284 | 51.0396 | Steady Progression | Headroom (MW) | N/A | 9.5 | 9.5 | 9.46 | 9.43 | 9.39 | 9.37 | 9.32 | 9.19 | 9.07 | 8.92 | 8.72 | 8.49 | 7.99 | 7.51 | 6.88 | 6.05 | 5.07 | 3.91
Bridgwater / Taunton 132kV | Bridgwater 33kV | North Street Langport | Primary | 11 | -2.8284 | 51.0396 | System Transformation | Headroom (MW) | Thermal | 9.5 | 9.47 | 9.4 | 9.33 | 9.21 | 8.97 | 8.68 | 8.26 | 7.74 | 7.18 | 6.42 | 5.56 | 4.65 | 3.84 | 2.87 | 1.25 | -1.1 | -3.84
Bridgwater / Taunton 132kV | Bridgwater 33kV | North Street Langport | Primary | 11 | -2.8284 | 51.0396 | WPD Best View | Headroom (MW) | Thermal | 9.5 | 9.47 | 9.4 | 9.33 | 9.21 | 8.97 | 8.68 | 8.26 | 7.74 | 7.18 | 6.42 | 5.56 | 4.65 | 3.84 | 2.87 | 1.25 | -1.1 | -3.84
Bridgwater / Taunton 132kV | Bridgwater 33kV | Shapwick | Primary | 11 | -2.8445 | 51.1292 | Consumer Transformation | Headroom (MW) | Thermal | 2.945 | 2.875 | 2.745 | 2.595 | 2.255 | 1.545 | -1.025 | -5.635 | -9.295 | -12.865 | -17.155 | -21.435 | -25.725 | -30.065 | -35.025 | -53.295 | -76.605 | -101.345
Bridgwater / Taunton 132kV | Bridgwater 33kV | Shapwick | Primary | 11 | -2.8445 | 51.1292 | Leading the Way | Headroom (MW) | Thermal | 2.945 | 2.875 | 2.765 | 2.635 | 2.315 | 1.995 | -0.455 | -3.355 | -5.765 | -8.925 | -12.005 | -15.105 | -19.585 | -24.045 | -28.775 | -44.935 | -64.985 | -82.775
Bridgwater / Taunton 132kV | Bridgwater 33kV | Shapwick | Primary | 11 | -2.8445 | 51.1292 | Steady Progression | Headroom (MW) | Thermal | 2.945 | 2.925 | 2.905 | 2.875 | 2.845 | 2.795 | 2.735 | 2.515 | 1.965 | -0.255 | -0.955 | -1.805 | -3.325 | -4.535 | -5.925 | -8.035 | -10.495 | -12.955
Bridgwater / Taunton 132kV | Bridgwater 33kV | Shapwick | Primary | 11 | -2.8445 | 51.1292 | System Transformation | Headroom (MW) | Thermal | 2.945 | 2.905 | 2.855 | 2.785 | 2.665 | 2.205 | 1.725 | 0.915 | -1.735 | -3.555 | -5.865 | -8.205 | -10.525 | -12.445 | -14.775 | -20.085 | -27.595 | -36.165
Bridgwater / Taunton 132kV | Bridgwater 33kV | Shapwick | Primary | 11 | -2.8445 | 51.1292 | WPD Best View | Headroom (MW) | Thermal | 2.945 | 2.925 | 2.905 | 2.875 | 2.845 | 2.795 | 2.735 | 2.515 | 1.955 | -0.265 | -0.975 | -1.825 | -3.345 | -4.555 | -5.945 | -8.055 | -10.515 | -12.985
Bridgwater / Taunton 132kV | Bridgwater 33kV | Watchfield | Primary | 11 | -2.9325 | 51.219 | Consumer Transformation | Headroom (MW) | Thermal | 7.5 | 7.4 | 7.18 | 7.05 | 6.77 | 6.3 | 5.95 | 5.4 | 4.77 | 3.99 | 2.99 | 1.88 | 0.72 | -0.35 | -1.63 | -5 | -8.41 | -12.42
Bridgwater / Taunton 132kV | Bridgwater 33kV | Watchfield | Primary | 11 | -2.9325 | 51.219 | Leading the Way | Headroom (MW) | Thermal | 7.5 | 7.39 | 7.17 | 7.03 | 6.73 | 6.45 | 6.3 | 5.63 | 4.97 | 4.21 | 3.43 | 2.56 | 0.93 | -0.59 | -2.18 | -7.04 | -11.21 | -13.67
Bridgwater / Taunton 132kV | Bridgwater 33kV | Watchfield | Primary | 11 | -2.9325 | 51.219 | Steady Progression | Headroom (MW) | N/A | 7.5 | 7.44 | 7.4 | 7.35 | 7.3 | 7.24 | 7.23 | 7.12 | 7.03 | 6.87 | 6.65 | 6.38 | 5.8 | 5.22 | 4.47 | 3.46 | 3.49 | 2.15
Bridgwater / Taunton 132kV | Bridgwater 33kV | Watchfield | Primary | 11 | -2.9325 | 51.219 | System Transformation | Headroom (MW) | Thermal | 7.5 | 7.42 | 7.35 | 7.16 | 7.03 | 6.71 | 6.48 | 6.05 | 5.52 | 4.85 | 3.95 | 2.94 | 1.87 | 0.92 | -0.24 | -2.71 | -5.31 | -8.4
Bridgwater / Taunton 132kV | Bridgwater 33kV | Watchfield | Primary | 11 | -2.9325 | 51.219 | WPD Best View | Headroom (MW) | N/A | 7.5 | 7.44 | 7.4 | 7.35 | 7.3 | 7.24 | 7.23 | 7.12 | 7.03 | 6.87 | 6.65 | 6.38 | 5.8 | 5.22 | 4.47 | 3.46 | 3.49 | 2.15
Bridgwater / Taunton 132kV | Churchill 33kV | Axbridge | Primary | 11 | -2.8157 | 51.2859 | Consumer Transformation | Headroom (MW) | Thermal | 5.68 | -1.53 | -1.59 | -1.67 | -1.83 | -1.97 | -2.46 | -2.92 | -3.04 | -3.31 | -3.53 | -3.68 | -3.78 | -3.89 | -4.01 | -4.7 | -5.02 | -4.03
Bridgwater / Taunton 132kV | Churchill 33kV | Axbridge | Primary | 11 | -2.8157 | 51.2859 | Leading the Way | Headroom (MW) | Thermal | 5.68 | -1.53 | -1.6 | -1.68 | -1.84 | -1.99 | -2.12 | -2.24 | -2.36 | -2.46 | -2.58 | -2.7 | -2.82 | -2.94 | -3.07 | -3.33 | -1.62 | -0.44
Bridgwater / Taunton 132kV | Churchill 33kV | Axbridge | Primary | 11 | -2.8157 | 51.2859 | Steady Progression | Headroom (MW) | Thermal | 5.68 | -1.5 | -1.52 | -1.54 | -1.57 | -1.6 | -2.17 | -2.74 | -3.3 | -3.81 | -4.27 | -4.66 | -4.85 | -5 | -5.09 | -5.15 | -5.27 | -5.48
Bridgwater / Taunton 132kV | Churchill 33kV | Axbridge | Primary | 11 | -2.8157 | 51.2859 | System Transformation | Headroom (MW) | Thermal | 5.68 | -1.51 | -1.55 | -1.6 | -1.66 | -1.73 | -2.16 | -2.56 | -2.92 | -3.18 | -3.34 | -3.44 | -3.49 | -3.54 | -3.58 | -3.82 | -3.38 | -3.33
Bridgwater / Taunton 132kV | Churchill 33kV | Axbridge | Primary | 11 | -2.8157 | 51.2859 | WPD Best View | Headroom (MW) | Thermal | 5.68 | -1.5 | -1.52 | -1.54 | -1.57 | -1.6 | -1.99 | -2.35 | -2.68 | -2.9 | -3.04 | -3.1 | -3.13 | -3.15 | -3.17 | -3.23 | -2.49 | -2.26
Bridgwater / Taunton 132kV | Churchill 33kV | Blagdon 33/11kv S/S | Primary | 11 | -2.7148 | 51.3375 | Consumer Transformation | Headroom (MW) | Thermal | 3.23 | 3.2 | 3.15 | 3.08 | 2.96 | 2.86 | 2.38 | 1.59 | 1.01 | 0.47 | -0.08 | -0.61 | -1.11 | -1.66 | -2.24 | -5.22 | -8.91 | -12.72
Bridgwater / Taunton 132kV | Churchill 33kV | Blagdon 33/11kv S/S | Primary | 11 | -2.7148 | 51.3375 | Leading the Way | Headroom (MW) | Thermal | 3.23 | 3.2 | 3.15 | 3.09 | 2.97 | 2.86 | 2.36 | 1.94 | 1.61 | 1.15 | 0.74 | 0.35 | -0.06 | -0.51 | -0.99 | -3.4 | -6.39 | -9.64
Bridgwater / Taunton 132kV | Churchill 33kV | Blagdon 33/11kv S/S | Primary | 11 | -2.7148 | 51.3375 | Steady Progression | Headroom (MW) | N/A | 3.23 | 3.22 | 3.19 | 3.17 | 3.14 | 3.11 | 3.09 | 3.06 | 2.97 | 2.57 | 2.47 | 2.37 | 2.24 | 2.16 | 2.1 | 1.93 | 1.68 | 1.4
Bridgwater / Taunton 132kV | Churchill 33kV | Blagdon 33/11kv S/S | Primary | 11 | -2.7148 | 51.3375 | System Transformation | Headroom (MW) | Thermal | 3.23 | 3.21 | 3.18 | 3.14 | 3.09 | 3.03 | 2.98 | 2.92 | 2.55 | 2.36 | 2.15 | 1.97 | 1.81 | 1.7 | 1.58 | 0.95 | -0.01 | -1
Bridgwater / Taunton 132kV | Churchill 33kV | Blagdon 33/11kv S/S | Primary | 11 | -2.7148 | 51.3375 | WPD Best View | Headroom (MW) | Thermal | 3.23 | 3.21 | 3.17 | 3.13 | 3.06 | 3 | 2.56 | 1.8 | 1.25 | 0.75 | 0.22 | -0.26 | -0.73 | -1.24 | -1.78 | -4.46 | -7.86 | -11.33
Bridgwater / Taunton 132kV | Churchill 33kV | Bristol International Airport | Primary | 11 | -2.7064 | 51.3806 | Consumer Transformation | Headroom (MW) | Thermal | 6.11 | 6.08 | 5.87 | 5.82 | 5.69 | 5.41 | 5.16 | 4.77 | 4.31 | 3.79 | 3.18 | 2.49 | 1.76 | 1.11 | 0.31 | -1.26 | -3.01 | -5.11
Bridgwater / Taunton 132kV | Churchill 33kV | Bristol International Airport | Primary | 11 | -2.7064 | 51.3806 | Leading the Way | Headroom (MW) | Thermal | 6.11 | 6.08 | 5.87 | 5.81 | 5.66 | 5.55 | 5.44 | 4.94 | 4.44 | 3.94 | 3.49 | 2.97 | 1.93 | 0.96 | -0.05 | -2.16 | -4.33 | -5.4
Bridgwater / Taunton 132kV | Churchill 33kV | Bristol International Airport | Primary | 11 | -2.7064 | 51.3806 | Steady Progression | Headroom (MW) | N/A | 6.11 | 6.1 | 6.08 | 6.05 | 6.02 | 5.99 | 5.95 | 5.85 | 5.75 | 5.62 | 5.47 | 5.29 | 4.9 | 4.52 | 4.02 | 3.34 | 2.66 | 1.94
Bridgwater / Taunton 132kV | Churchill 33kV | Bristol International Airport | Primary | 11 | -2.7064 | 51.3806 | System Transformation | Headroom (MW) | Thermal | 6.11 | 6.09 | 6.06 | 5.86 | 5.8 | 5.59 | 5.38 | 5.03 | 4.6 | 4.11 | 3.54 | 2.89 | 2.2 | 1.58 | 0.83 | -0.33 | -1.74 | -3.44
Bridgwater / Taunton 132kV | Churchill 33kV | Bristol International Airport | Primary | 11 | -2.7064 | 51.3806 | WPD Best View | Headroom (MW) | Thermal | 6.11 | 6.09 | 6.06 | 5.86 | 5.8 | 5.59 | 5.38 | 5.03 | 4.6 | 4.11 | 3.54 | 2.89 | 2.2 | 1.58 | 0.83 | -0.33 | -1.74 | -3.44
Bridgwater / Taunton 132kV | Churchill 33kV | Cheddar | Primary | 11 | -2.7824 | 51.2749 | Consumer Transformation | Headroom (MW) | Thermal | 3.16 | 3.09 | 2.99 | 2.87 | 2.54 | 2.28 | 2.06 | 1.82 | 1.59 | 1.38 | 1.17 | 0.95 | 0.74 | 0.51 | 0.28 | -1.17 | -2.99 | -4.94
Bridgwater / Taunton 132kV | Churchill 33kV | Cheddar | Primary | 11 | -2.7824 | 51.2749 | Leading the Way | Headroom (MW) | Thermal | 3.16 | 3.08 | 2.98 | 2.85 | 2.5 | 2.23 | 2.01 | 1.77 | 1.55 | 1.34 | 1.1 | 0.86 | 0.62 | 0.37 | 0.09 | -1.55 | -3.54 | -6.09
Bridgwater / Taunton 132kV | Churchill 33kV | Cheddar | Primary | 11 | -2.7824 | 51.2749 | Steady Progression | Headroom (MW) | N/A | 3.16 | 3.15 | 3.12 | 3.09 | 3.05 | 3.01 | 2.99 | 2.94 | 2.9 | 2.86 | 2.81 | 2.78 | 2.74 | 2.71 | 2.69 | 2.64 | 2.44 | 2.06
Bridgwater / Taunton 132kV | Churchill 33kV | Cheddar | Primary | 11 | -2.7824 | 51.2749 | System Transformation | Headroom (MW) | Thermal | 3.16 | 3.12 | 3.07 | 3 | 2.87 | 2.76 | 2.66 | 2.54 | 2.43 | 2.32 | 2.21 | 2.11 | 2.02 | 1.94 | 1.86 | 1.4 | 0.56 | -0.22
Bridgwater / Taunton 132kV | Churchill 33kV | Cheddar | Primary | 11 | -2.7824 | 51.2749 | WPD Best View | Headroom (MW) | N/A | 3.16 | 3.15 | 3.12 | 3.09 | 3.05 | 3.01 | 2.99 | 2.94 | 2.9 | 2.86 | 2.81 | 2.78 | 2.74 | 2.71 | 2.69 | 2.64 | 2.44 | 2.06
Bridgwater / Taunton 132kV | Churchill 33kV | Chew Stoke | Primary | 11 | -2.6377 | 51.3724 | Consumer Transformation | Headroom (MW) | Thermal | 2.02 | 1.98 | 1.93 | 1.87 | 1.72 | 1.62 | 1.51 | 1.42 | 1.33 | 1.24 | 1.16 | 1.07 | 0.99 | 0.91 | 0.82 | 0.23 | -0.45 | -1.18
Bridgwater / Taunton 132kV | Churchill 33kV | Chew Stoke | Primary | 11 | -2.6377 | 51.3724 | Leading the Way | Headroom (MW) | Thermal | 2.02 | 1.97 | 1.92 | 1.86 | 1.69 | 1.58 | 1.48 | 1.38 | 1.29 | 1.2 | 1.11 | 1.02 | 0.93 | 0.83 | 0.73 | 0.11 | -0.64 | -1.6
Bridgwater / Taunton 132kV | Churchill 33kV | Chew Stoke | Primary | 11 | -2.6377 | 51.3724 | Steady Progression | Headroom (MW) | N/A | 2.02 | 2 | 1.98 | 1.96 | 1.94 | 1.91 | 1.89 | 1.87 | 1.84 | 1.82 | 1.79 | 1.77 | 1.75 | 1.74 | 1.72 | 1.69 | 1.61 | 1.45
Bridgwater / Taunton 132kV | Churchill 33kV | Chew Stoke | Primary | 11 | -2.6377 | 51.3724 | System Transformation | Headroom (MW) | N/A | 2.02 | 1.99 | 1.96 | 1.93 | 1.86 | 1.81 | 1.75 | 1.7 | 1.65 | 1.6 | 1.55 | 1.51 | 1.47 | 1.44 | 1.41 | 1.24 | 0.91 | 0.62
Bridgwater / Taunton 132kV | Churchill 33kV | Chew Stoke | Primary | 11 | -2.6377 | 51.3724 | WPD Best View | Headroom (MW) | Thermal | 2.02 | 1.98 | 1.94 | 1.89 | 1.77 | 1.68 | 1.59 | 1.51 | 1.43 | 1.36 | 1.29 | 1.22 | 1.15 | 1.09 | 1.02 | 0.57 | 0 | -0.6
Bridgwater / Taunton 132kV | Churchill 33kV | Churchill Gate 33/11 | Primary | 11 | -2.7937 | 51.3382 | Consumer Transformation | Headroom (MW) | N/A | 7.96 | 7.94 | 7.89 | 7.84 | 7.74 | 7.66 | 7.59 | 7.51 | 7.44 | 7.38 | 7.31 | 7.24 | 7.18 | 7.11 | 7.05 | 6.64 | 6.15 | 5.62
Bridgwater / Taunton 132kV | Churchill 33kV | Churchill Gate 33/11 | Primary | 11 | -2.7937 | 51.3382 | Leading the Way | Headroom (MW) | N/A | 7.96 | 7.93 | 7.89 | 7.84 | 7.73 | 7.65 | 7.57 | 7.5 | 7.44 | 7.37 | 7.3 | 7.23 | 7.16 | 7.08 | 7.01 | 6.56 | 6.03 | 5.33
Bridgwater / Taunton 132kV | Churchill 33kV | Churchill Gate 33/11 | Primary | 11 | -2.7937 | 51.3382 | Steady Progression | Headroom (MW) | N/A | 7.96 | 7.96 | 7.94 | 7.92 | 7.9 | 7.88 | 7.86 | 7.84 | 7.82 | 7.8 | 7.78 | 7.76 | 7.74 | 7.73 | 7.71 | 7.67 | 7.58 | 7.45
Bridgwater / Taunton 132kV | Churchill 33kV | Churchill Gate 33/11 | Primary | 11 | -2.7937 | 51.3382 | System Transformation | Headroom (MW) | N/A | 7.96 | 7.95 | 7.92 | 7.89 | 7.85 | 7.81 | 7.76 | 7.72 | 7.68 | 7.64 | 7.61 | 7.57 | 7.54 | 7.51 | 7.48 | 7.34 | 7.09 | 6.88
Bridgwater / Taunton 132kV | Churchill 33kV | Churchill Gate 33/11 | Primary | 11 | -2.7937 | 51.3382 | WPD Best View | Headroom (MW) | N/A | 7.96 | 7.95 | 7.92 | 7.89 | 7.85 | 7.81 | 7.76 | 7.72 | 7.68 | 7.64 | 7.61 | 7.57 | 7.54 | 7.51 | 7.48 | 7.34 | 7.09 | 6.88
Bridgwater / Taunton 132kV | Churchill 33kV | Compton Martin 33/11kv S/S | Primary | 11 | -2.6559 | 51.3247 | Consumer Transformation | Headroom (MW) | Thermal | 2.38 | 2.33 | 2.24 | 2.14 | 1.92 | 1.73 | 0.81 | -0.75 | -1.89 | -2.92 | -4 | -5.01 | -5.99 | -7.04 | -8.19 | -14.01 | -21.3 | -28.86
Bridgwater / Taunton 132kV | Churchill 33kV | Compton Martin 33/11kv S/S | Primary | 11 | -2.6559 | 51.3247 | Leading the Way | Headroom (MW) | Thermal | 2.38 | 2.33 | 2.25 | 2.15 | 1.93 | 1.75 | 0.76 | -0.05 | -0.67 | -1.55 | -2.34 | -3.09 | -3.88 | -4.74 | -5.68 | -10.39 | -16.31 | -22.77
Bridgwater / Taunton 132kV | Churchill 33kV | Compton Martin 33/11kv S/S | Primary | 11 | -2.6559 | 51.3247 | Steady Progression | Headroom (MW) | Thermal | 2.38 | 2.38 | 2.36 | 2.34 | 2.32 | 2.29 | 2.27 | 2.24 | 2.08 | 1.29 | 1.14 | 0.96 | 0.73 | 0.6 | 0.51 | 0.3 | -0.06 | -0.53
Bridgwater / Taunton 132kV | Churchill 33kV | Compton Martin 33/11kv S/S | Primary | 11 | -2.6559 | 51.3247 | System Transformation | Headroom (MW) | Thermal | 2.38 | 2.36 | 2.31 | 2.27 | 2.19 | 2.11 | 2.03 | 1.95 | 1.23 | 0.88 | 0.49 | 0.16 | -0.12 | -0.33 | -0.54 | -1.66 | -3.47 | -5.36
Bridgwater / Taunton 132kV | Churchill 33kV | Compton Martin 33/11kv S/S | Primary | 11 | -2.6559 | 51.3247 | WPD Best View | Headroom (MW) | Thermal | 2.38 | 2.34 | 2.26 | 2.17 | 1.98 | 1.82 | 1.31 | 0.49 | -0.45 | -1.15 | -1.89 | -2.57 | -3.21 | -3.86 | -4.55 | -8.16 | -12.81 | -17.7
Bridgwater / Taunton 132kV | Churchill 33kV | Congresbury | Primary | 11 | -2.8024 | 51.3759 | Consumer Transformation | Headroom (MW) | Thermal | 6.335 | 6.215 | 6.015 | 5.745 | 5.105 | 4.005 | 3.265 | 2.145 | 0.885 | -0.495 | -2.085 | -4.005 | -6.105 | -8.055 | -10.325 | -17.305 | -26.025 | -35.125
Bridgwater / Taunton 132kV | Churchill 33kV | Congresbury | Primary | 11 | -2.8024 | 51.3759 | Leading the Way | Headroom (MW) | Thermal | 6.335 | 6.195 | 5.995 | 5.705 | 5.315 | 4.795 | 4.375 | 2.925 | 1.235 | -0.425 | -2.055 | -3.855 | -6.835 | -9.655 | -12.605 | -21.855 | -32.475 | -40.885
Bridgwater / Taunton 132kV | Churchill 33kV | Congresbury | Primary | 11 | -2.8024 | 51.3759 | Steady Progression | Headroom (MW) | Thermal | 6.335 | 6.335 | 6.285 | 6.225 | 6.125 | 6.015 | 5.935 | 5.655 | 5.385 | 5.055 | 4.665 | 4.235 | 3.325 | 2.445 | 1.375 | -0.145 | -0.985 | -3.135
Bridgwater / Taunton 132kV | Churchill 33kV | Congresbury | Primary | 11 | -2.8024 | 51.3759 | System Transformation | Headroom (MW) | Thermal | 6.335 | 6.285 | 6.175 | 6.035 | 5.765 | 5.185 | 4.765 | 3.945 | 2.695 | 1.515 | 0.115 | -1.465 | -3.125 | -4.595 | -6.095 | -9.475 | -15.105 | -21.055
Bridgwater / Taunton 132kV | Churchill 33kV | Congresbury | Primary | 11 | -2.8024 | 51.3759 | WPD Best View | Headroom (MW) | Thermal | 6.335 | 6.285 | 6.175 | 6.035 | 5.765 | 5.185 | 4.765 | 3.945 | 2.695 | 1.515 | 0.115 | -1.465 | -3.125 | -4.595 | -6.095 | -9.475 | -15.105 | -21.055
Bridgwater / Taunton 132kV | Churchill 33kV | Nailsea | Primary | 11 | -2.7549 | 51.4269 | Consumer Transformation | Headroom (MW) | Thermal | 10.185 | 9.965 | 9.635 | 9.215 | 8.355 | 7.575 | 6.855 | 6.085 | 5.325 | 4.575 | 3.895 | 3.205 | 2.525 | 1.815 | 1.085 | -3.025 | -8.105 | -13.655
Bridgwater / Taunton 132kV | Churchill 33kV | Nailsea | Primary | 11 | -2.7549 | 51.4269 | Leading the Way | Headroom (MW) | Thermal | 10.185 | 9.945 | 9.595 | 9.145 | 8.225 | 7.495 | 6.805 | 5.995 | 5.225 | 4.475 | 3.765 | 3.055 | 2.255 | 1.415 | 0.515 | -4.325 | -9.985 | -17.435
Bridgwater / Taunton 132kV | Churchill 33kV | Nailsea | Primary | 11 | -2.7549 | 51.4269 | Steady Progression | Headroom (MW) | N/A | 10.185 | 10.155 | 10.065 | 9.985 | 9.895 | 9.785 | 9.655 | 9.505 | 9.355 | 9.195 | 9.055 | 8.925 | 8.765 | 8.635 | 8.485 | 8.215 | 7.615 | 6.475
Bridgwater / Taunton 132kV | Churchill 33kV | Nailsea | Primary | 11 | -2.7549 | 51.4269 | System Transformation | Headroom (MW) | Thermal | 10.185 | 10.075 | 9.885 | 9.675 | 9.335 | 8.965 | 8.565 | 8.125 | 7.665 | 7.195 | 6.805 | 6.425 | 6.065 | 5.735 | 5.385 | 3.935 | 1.525 | -0.715
Bridgwater / Taunton 132kV | Churchill 33kV | Nailsea | Primary | 11 | -2.7549 | 51.4269 | WPD Best View | Headroom (MW) | Thermal | 10.185 | 10.075 | 9.885 | 9.675 | 9.335 | 8.965 | 8.565 | 8.125 | 7.665 | 7.195 | 6.805 | 6.425 | 6.065 | 5.735 | 5.385 | 3.935 | 1.525 | -0.715
Bridgwater / Taunton 132kV | Churchill 33kV | Westwick | Primary | 11 | -2.8958 | 51.3504 | Consumer Transformation | Headroom (MW) | Thermal | 4.16 | 4.12 | 4.06 | 3.98 | 3.81 | 3.67 | 3.58 | 3.47 | 3.35 | 3.24 | 3.14 | 3.04 | 2.95 | 2.84 | 2.74 | 0.3 | -0.76 | -1.91
Bridgwater / Taunton 132kV | Churchill 33kV | Westwick | Primary | 11 | -2.8958 | 51.3504 | Leading the Way | Headroom (MW) | Thermal | 4.16 | 4.11 | 4.06 | 3.97 | 3.79 | 3.63 | 3.56 | 3.44 | 3.31 | 3.17 | 3.06 | 2.95 | 2.84 | 2.71 | 2.57 | -1.62 | -2.81 | -4.34
Bridgwater / Taunton 132kV | Churchill 33kV | Westwick | Primary | 11 | -2.8958 | 51.3504 | Steady Progression | Headroom (MW) | N/A | 4.16 | 4.15 | 4.14 | 4.12 | 4.09 | 4.06 | 4.06 | 4.04 | 4.02 | 4 | 3.98 | 3.96 | 3.94 | 3.93 | 3.91 | 3.91 | 3.79 | 3.53
Bridgwater / Taunton 132kV | Churchill 33kV | Westwick | Primary | 11 | -2.8958 | 51.3504 | System Transformation | Headroom (MW) | N/A | 4.16 | 4.13 | 4.11 | 4.06 | 3.99 | 3.92 | 3.89 | 3.84 | 3.77 | 3.71 | 3.66 | 3.6 | 3.56 | 3.52 | 3.48 | 1.65 | 1.14 | 0.64
Bridgwater / Taunton 132kV | Churchill 33kV | Westwick | Primary | 11 | -2.8958 | 51.3504 | WPD Best View | Headroom (MW) | N/A | 4.16 | 4.13 | 4.11 | 4.06 | 3.99 | 3.92 | 3.89 | 3.84 | 3.77 | 3.71 | 3.66 | 3.6 | 3.56 | 3.52 | 3.48 | 1.65 | 1.14 | 0.64
Bridgwater / Taunton 132kV | Churchill 33kV | Winscombe | Primary | 11 | -2.8363 | 51.3192 | Consumer Transformation | Headroom (MW) | N/A | 8.3 | 8.26 | 8.16 | 8.05 | 7.82 | 7.62 | 7.43 | 7.24 | 7.07 | 6.9 | 6.74 | 6.57 | 6.41 | 6.24 | 6.07 | 5.01 | 3.68 | 2.24
Bridgwater / Taunton 132kV | Churchill 33kV | Winscombe | Primary | 11 | -2.8363 | 51.3192 | Leading the Way | Headroom (MW) | N/A | 8.3 | 8.25 | 8.16 | 8.03 | 7.78 | 7.58 | 7.38 | 7.2 | 7.02 | 6.86 | 6.68 | 6.51 | 6.33 | 6.14 | 5.94 | 4.74 | 3.29 | 1.37
Bridgwater / Taunton 132kV | Churchill 33kV | Winscombe | Primary | 11 | -2.8363 | 51.3192 | Steady Progression | Headroom (MW) | N/A | 8.3 | 8.3 | 8.27 | 8.24 | 8.21 | 8.17 | 8.13 | 8.09 | 8.05 | 8 | 7.96 | 7.92 | 7.88 | 7.85 | 7.82 | 7.73 | 7.55 | 7.24
Bridgwater / Taunton 132kV | Churchill 33kV | Winscombe | Primary | 11 | -2.8363 | 51.3192 | System Transformation | Headroom (MW) | N/A | 8.3 | 8.28 | 8.23 | 8.17 | 8.07 | 7.98 | 7.87 | 7.77 | 7.68 | 7.59 | 7.5 | 7.41 | 7.34 | 7.27 | 7.2 | 6.85 | 6.21 | 5.62
Bridgwater / Taunton 132kV | Churchill 33kV | Winscombe | Primary | 11 | -2.8363 | 51.3192 | WPD Best View | Headroom (MW) | N/A | 8.3 | 8.29 | 8.24 | 8.18 | 8.1 | 8.02 | 7.93 | 7.84 | 7.75 | 7.67 | 7.59 | 7.51 | 7.45 | 7.38 | 7.33 | 7.03 | 6.48 | 5.94
Bridgwater / Taunton 132kV | Street 33kV | Edgarley | Primary | 11 | -2.6873 | 51.1395 | Consumer Transformation | Headroom (MW) | Thermal | 7.27 | 7.22 | 7.16 | 7.08 | 6.85 | 6.44 | 6.07 | 5.51 | 4.87 | 4.13 | 3.33 | 2.44 | 1.5 | 0.64 | -0.4 | -2.68 | -5.23 | -8.21
Bridgwater / Taunton 132kV | Street 33kV | Edgarley | Primary | 11 | -2.6873 | 51.1395 | Leading the Way | Headroom (MW) | Thermal | 7.27 | 7.21 | 7.15 | 7.07 | 6.81 | 6.62 | 6.43 | 5.72 | 5.02 | 4.32 | 3.71 | 3.02 | 1.68 | 0.43 | -0.87 | -3.86 | -6.95 | -8.89
Bridgwater / Taunton 132kV | Street 33kV | Edgarley | Primary | 11 | -2.6873 | 51.1395 | Steady Progression | Headroom (MW) | N/A | 7.27 | 7.26 | 7.24 | 7.22 | 7.19 | 7.16 | 7.12 | 6.99 | 6.87 | 6.7 | 6.52 | 6.3 | 5.82 | 5.36 | 4.74 | 3.93 | 3.13 | 2.22
Bridgwater / Taunton 132kV | Street 33kV | Edgarley | Primary | 11 | -2.6873 | 51.1395 | System Transformation | Headroom (MW) | Thermal | 7.27 | 7.24 | 7.2 | 7.16 | 7.07 | 6.78 | 6.5 | 6.03 | 5.44 | 4.78 | 4.06 | 3.25 | 2.38 | 1.62 | 0.68 | -0.82 | -2.68 | -4.87
Bridgwater / Taunton 132kV | Street 33kV | Edgarley | Primary | 11 | -2.6873 | 51.1395 | WPD Best View | Headroom (MW) | N/A | 7.27 | 7.26 | 7.24 | 7.22 | 7.19 | 7.16 | 7.12 | 6.99 | 6.87 | 6.7 | 6.52 | 6.3 | 5.82 | 5.36 | 4.74 | 3.93 | 3.13 | 2.22
Bridgwater / Taunton 132kV | Street 33kV | Millfield | Primary | 11 | -2.7297 | 51.1122 | Consumer Transformation | Headroom (MW) | Thermal | 3.28 | 3.12 | 2.89 | 2.59 | 1.86 | 1.37 | 0.73 | 0.04 | -0.67 | -1.37 | -1.95 | -2.52 | -3.1 | -3.69 | -4.31 | -10.38 | -14.64 | -19.23
Bridgwater / Taunton 132kV | Street 33kV | Millfield | Primary | 11 | -2.7297 | 51.1122 | Leading the Way | Headroom (MW) | Thermal | 3.28 | 3.1 | 2.87 | 2.55 | 1.73 | 1.39 | 0.78 | 0.01 | -0.75 | -1.47 | -2.06 | -2.65 | -3.37 | -4.11 | -4.9 | -13.89 | -18.62 | -24.64
Bridgwater / Taunton 132kV | Street 33kV | Millfield | Primary | 11 | -2.7297 | 51.1122 | Steady Progression | Headroom (MW) | Thermal | 3.28 | 3.24 | 3.17 | 3.08 | 2.97 | 3 | 2.89 | 2.75 | 2.61 | 2.45 | 2.32 | 2.2 | 2.05 | 1.91 | 1.76 | 1.46 | 0.95 | -0.02
Bridgwater / Taunton 132kV | Street 33kV | Millfield | Primary | 11 | -2.7297 | 51.1122 | System Transformation | Headroom (MW) | Thermal | 3.28 | 3.19 | 3.06 | 2.89 | 2.58 | 2.42 | 2.05 | 1.61 | 1.15 | 0.68 | 0.33 | -0.01 | -0.34 | -0.64 | -0.96 | -4.63 | -6.66 | -8.61
Bridgwater / Taunton 132kV | Street 33kV | Millfield | Primary | 11 | -2.7297 | 51.1122 | WPD Best View | Headroom (MW) | Thermal | 3.28 | 3.24 | 3.16 | 3.07 | 2.95 | 2.97 | 2.86 | 2.71 | 2.56 | 2.39 | 2.25 | 2.12 | 1.96 | 1.82 | 1.66 | 1.33 | 0.78 | -0.22
Bridgwater / Taunton 132kV | Street 33kV | Somerton | Primary | 11 | -2.7412 | 51.0581 | Consumer Transformation | Headroom (MW) | Thermal | 5.4 | 5.31 | 5.17 | 5 | 4.58 | 4.29 | 4 | 3.66 | 3.37 | 3.1 | 2.82 | 2.54 | 2.26 | 1.97 | 1.67 | -0.18 | -2.49 | -4.97
Bridgwater / Taunton 132kV | Street 33kV | Somerton | Primary | 11 | -2.7412 | 51.0581 | Leading the Way | Headroom (MW) | Thermal | 5.4 | 5.3 | 5.16 | 4.97 | 4.52 | 4.23 | 3.95 | 3.6 | 3.3 | 3.02 | 2.72 | 2.41 | 2.09 | 1.76 | 1.42 | -0.63 | -3.17 | -6.44
Bridgwater / Taunton 132kV | Street 33kV | Somerton | Primary | 11 | -2.7412 | 51.0581 | Steady Progression | Headroom (MW) | N/A | 5.4 | 5.39 | 5.34 | 5.31 | 5.26 | 5.24 | 5.21 | 5.16 | 5.11 | 5.05 | 4.99 | 4.94 | 4.91 | 4.87 | 4.84 | 4.75 | 4.48 | 3.97
Bridgwater / Taunton 132kV | Street 33kV | Somerton | Primary | 11 | -2.7412 | 51.0581 | System Transformation | Headroom (MW) | N/A | 5.4 | 5.35 | 5.27 | 5.18 | 5.01 | 4.91 | 4.79 | 4.62 | 4.47 | 4.33 | 4.18 | 4.05 | 3.93 | 3.81 | 3.7 | 3.13 | 2.04 | 1.03
Bridgwater / Taunton 132kV | Street 33kV | Somerton | Primary | 11 | -2.7412 | 51.0581 | WPD Best View | Headroom (MW) | N/A | 5.4 | 5.36 | 5.28 | 5.19 | 5.03 | 4.93 | 4.81 | 4.65 | 4.5 | 4.36 | 4.23 | 4.1 | 3.97 | 3.86 | 3.75 | 3.2 | 2.16 | 1.18
Bridgwater / Taunton 132kV | Street 33kV | Wedmore | Primary | 11 | -2.8069 | 51.2296 | Consumer Transformation | Headroom (MW) | Thermal | 2.405 | 2.375 | 2.325 | 2.255 | 2.125 | 2.005 | 1.885 | 1.775 | 1.675 | 1.575 | 1.475 | 1.385 | 1.285 | 1.195 | 1.095 | 0.245 | -0.535 | -1.385
Bridgwater / Taunton 132kV | Street 33kV | Wedmore | Primary | 11 | -2.8069 | 51.2296 | Leading the Way | Headroom (MW) | Thermal | 2.405 | 2.365 | 2.315 | 2.245 | 2.105 | 1.985 | 1.865 | 1.755 | 1.645 | 1.555 | 1.445 | 1.345 | 1.245 | 1.125 | 1.005 | -0.135 | -0.985 | -2.115
Bridgwater / Taunton 132kV | Street 33kV | Wedmore | Primary | 11 | -2.8069 | 51.2296 | Steady Progression | Headroom (MW) | N/A | 2.405 | 2.405 | 2.385 | 2.365 | 2.355 | 2.335 | 2.315 | 2.285 | 2.265 | 2.245 | 2.225 | 2.205 | 2.185 | 2.175 | 2.155 | 2.135 | 2.045 | 1.875
Bridgwater / Taunton 132kV | Street 33kV | Wedmore | Primary | 11 | -2.8069 | 51.2296 | System Transformation | Headroom (MW) | N/A | 2.405 | 2.385 | 2.355 | 2.325 | 2.275 | 2.215 | 2.155 | 2.105 | 2.045 | 1.995 | 1.945 | 1.905 | 1.855 | 1.815 | 1.785 | 1.375 | 1.015 | 0.685
Bridgwater / Taunton 132kV | Street 33kV | Wedmore | Primary | 11 | -2.8069 | 51.2296 | WPD Best View | Headroom (MW) | N/A | 2.405 | 2.405 | 2.385 | 2.365 | 2.355 | 2.335 | 2.315 | 2.285 | 2.265 | 2.245 | 2.225 | 2.205 | 2.185 | 2.175 | 2.155 | 2.135 | 2.045 | 1.875
Bridgwater / Taunton 132kV | Street 33kV | Wells | Primary | 11 | -2.6494 | 51.2073 | Consumer Transformation | Headroom (MW) | Thermal | 8.65 | 8.51 | 8.3 | 8.34 | 7.75 | 7.05 | 6.4 | 5.59 | 4.7 | 3.74 | 2.7 | 1.57 | 0.39 | -0.72 | -2.02 | -6.08 | -10.91 | -16.41
Bridgwater / Taunton 132kV | Street 33kV | Wells | Primary | 11 | -2.6494 | 51.2073 | Leading the Way | Headroom (MW) | Thermal | 8.65 | 8.49 | 8.27 | 8.38 | 7.71 | 7.22 | 6.72 | 5.74 | 4.78 | 3.84 | 2.97 | 2.01 | 0.4 | -1.15 | -2.78 | -7.83 | -13.48 | -18.83
Bridgwater / Taunton 132kV | Street 33kV | Wells | Primary | 11 | -2.6494 | 51.2073 | Steady Progression | Headroom (MW) | N/A | 8.65 | 8.63 | 8.57 | 8.76 | 8.69 | 8.62 | 8.55 | 8.38 | 8.21 | 8 | 7.78 | 7.53 | 7.01 | 6.5 | 5.86 | 4.97 | 3.89 | 2.45
Bridgwater / Taunton 132kV | Street 33kV | Wells | Primary | 11 | -2.6494 | 51.2073 | System Transformation | Headroom (MW) | Thermal | 8.65 | 8.58 | 8.45 | 8.61 | 8.38 | 7.97 | 7.55 | 6.95 | 6.24 | 5.47 | 4.62 | 3.67 | 2.7 | 1.84 | 0.81 | -1.23 | -4.19 | -7.43
Bridgwater / Taunton 132kV | Street 33kV | Wells | Primary | 11 | -2.6494 | 51.2073 | WPD Best View | Headroom (MW) | N/A | 8.65 | 8.63 | 8.57 | 8.76 | 8.69 | 8.62 | 8.55 | 8.38 | 8.21 | 8 | 7.78 | 7.53 | 7.01 | 6.5 | 5.86 | 4.97 | 3.89 | 2.45
Bridgwater / Taunton 132kV | Taunton 33kV | Culmhead | Primary | 11 | -3.1109 | 50.939 | Consumer Transformation | Headroom (MW) | Thermal | 0.74 | 0.72 | 0.69 | 0.66 | 0.56 | 0.49 | 0.41 | 0.34 | 0.27 | 0.2 | 0.13 | 0.06 | 0 | -0.07 | -0.13 | -0.53 | -1.01 | -1.53
Bridgwater / Taunton 132kV | Taunton 33kV | Culmhead | Primary | 11 | -3.1109 | 50.939 | Leading the Way | Headroom (MW) | Thermal | 0.74 | 0.72 | 0.68 | 0.65 | 0.55 | 0.47 | 0.39 | 0.32 | 0.24 | 0.18 | 0.1 | 0.03 | -0.04 | -0.11 | -0.18 | -0.63 | -1.15 | -1.83
Bridgwater / Taunton 132kV | Taunton 33kV | Culmhead | Primary | 11 | -3.1109 | 50.939 | Steady Progression | Headroom (MW) | N/A | 0.74 | 0.74 | 0.73 | 0.72 | 0.71 | 0.69 | 0.68 | 0.66 | 0.64 | 0.63 | 0.61 | 0.6 | 0.58 | 0.57 | 0.56 | 0.54 | 0.48 | 0.37
Bridgwater / Taunton 132kV | Taunton 33kV | Culmhead | Primary | 11 | -3.1109 | 50.939 | System Transformation | Headroom (MW) | Thermal | 0.74 | 0.73 | 0.71 | 0.7 | 0.66 | 0.62 | 0.58 | 0.54 | 0.51 | 0.47 | 0.43 | 0.4 | 0.37 | 0.34 | 0.32 | 0.19 | -0.03 | -0.24
Bridgwater / Taunton 132kV | Taunton 33kV | Culmhead | Primary | 11 | -3.1109 | 50.939 | WPD Best View | Headroom (MW) | Thermal | 0.74 | 0.73 | 0.71 | 0.7 | 0.66 | 0.62 | 0.58 | 0.54 | 0.51 | 0.47 | 0.43 | 0.4 | 0.37 | 0.34 | 0.32 | 0.19 | -0.03 | -0.24
Bridgwater / Taunton 132kV | Taunton 33kV | Exebridge | Primary | 11 | -3.5289 | 51.0145 | Consumer Transformation | Headroom (MW) | Thermal | 4.92 | 4.89 | 4.83 | 4.76 | 4.59 | 3.83 | 3.17 | 2.01 | 0.6 | -1.07 | -3.31 | -5.9 | -8.66 | -11.12 | -14.16 | -19.18 | -25.1 | -32.42
Bridgwater / Taunton 132kV | Taunton 33kV | Exebridge | Primary | 11 | -3.5289 | 51.0145 | Leading the Way | Headroom (MW) | Thermal | 4.92 | 4.88 | 4.82 | 4.75 | 4.55 | 4.38 | 4.21 | 2.65 | 1.09 | -0.48 | -2.07 | -3.97 | -7.98 | -11.69 | -15.56 | -22.72 | -30.35 | -32.6
Bridgwater / Taunton 132kV | Taunton 33kV | Exebridge | Primary | 11 | -3.5289 | 51.0145 | Steady Progression | Headroom (MW) | Thermal | 4.92 | 4.92 | 4.89 | 4.87 | 4.84 | 4.81 | 4.78 | 4.49 | 4.2 | 3.83 | 3.31 | 2.66 | 1.14 | -0.33 | -2.3 | -4.86 | -7.5 | -10.19
Bridgwater / Taunton 132kV | Taunton 33kV | Exebridge | Primary | 11 | -3.5289 | 51.0145 | System Transformation | Headroom (MW) | Thermal | 4.92 | 4.9 | 4.87 | 4.83 | 4.75 | 4.14 | 3.55 | 2.45 | 1.04 | -0.56 | -2.74 | -5.28 | -7.98 | -10.37 | -13.34 | -17.55 | -22.88 | -29.52
Bridgwater / Taunton 132kV | Taunton 33kV | Exebridge | Primary | 11 | -3.5289 | 51.0145 | WPD Best View | Headroom (MW) | Thermal | 4.92 | 4.9 | 4.87 | 4.83 | 4.75 | 4.14 | 3.55 | 2.45 | 1.04 | -0.56 | -2.74 | -5.28 | -7.98 | -10.37 | -13.34 | -17.55 | -22.88 | -29.52
Bridgwater / Taunton 132kV | Taunton 33kV | Lydeard St Lawrence Primary | Primary | 11 | -3.2386 | 51.0798 | Consumer Transformation | Headroom (MW) | Thermal | 1.94 | 1.87 | 1.82 | 1.75 | 1.55 | 0.85 | 0.18 | -0.84 | -2.03 | -3.37 | -5 | -6.82 | -8.73 | -10.48 | -12.61 | -18.33 | -23.51 | -29.72
Bridgwater / Taunton 132kV | Taunton 33kV | Lydeard St Lawrence Primary | Primary | 11 | -3.2386 | 51.0798 | Leading the Way | Headroom (MW) | Thermal | 1.94 | 1.87 | 1.81 | 1.73 | 1.51 | 1.09 | 0.63 | -0.71 | -2.06 | -3.44 | -4.81 | -6.35 | -9.11 | -11.67 | -14.35 | -22.84 | -29.7 | -33.98
Bridgwater / Taunton 132kV | Taunton 33kV | Lydeard St Lawrence Primary | Primary | 11 | -3.2386 | 51.0798 | Steady Progression | Headroom (MW) | Thermal | 1.94 | 1.9 | 1.88 | 1.86 | 1.83 | 1.78 | 1.73 | 1.51 | 1.3 | 1.04 | 0.7 | 0.29 | -0.61 | -1.5 | -2.67 | -4.25 | -5.86 | -7.54
Bridgwater / Taunton 132kV | Taunton 33kV | Lydeard St Lawrence Primary | Primary | 11 | -3.2386 | 51.0798 | System Transformation | Headroom (MW) | Thermal | 1.94 | 1.89 | 1.85 | 1.82 | 1.72 | 1.31 | 0.88 | 0.05 | -1.03 | -2.13 | -3.53 | -5.11 | -6.76 | -8.24 | -10.11 | -14.02 | -17.98 | -22.78
Bridgwater / Taunton 132kV | Taunton 33kV | Lydeard St Lawrence Primary | Primary | 11 | -3.2386 | 51.0798 | WPD Best View | Headroom (MW) | Thermal | 1.94 | 1.89 | 1.85 | 1.82 | 1.72 | 1.31 | 0.88 | 0.05 | -1.03 | -2.13 | -3.53 | -5.11 | -6.76 | -8.24 | -10.11 | -14.02 | -17.98 | -22.78
Bridgwater / Taunton 132kV | Taunton 33kV | Priorswood | Primary | 11 | -3.0916 | 51.0258 | Consumer Transformation | Headroom (MW) | Thermal | 7.09 | 6.99 | 6.82 | 6.62 | 6.28 | 5.92 | 5.56 | 5.2 | 4.86 | 4.53 | 4.19 | 3.83 | 3.45 | 3.06 | 2.65 | 0.33 | -2.3 | -5.11
Bridgwater / Taunton 132kV | Taunton 33kV | Priorswood | Primary | 11 | -3.0916 | 51.0258 | Leading the Way | Headroom (MW) | Thermal | 7.09 | 6.98 | 6.8 | 6.59 | 6.22 | 5.85 | 5.47 | 5.09 | 4.73 | 4.37 | 3.99 | 3.59 | 3.16 | 2.72 | 2.25 | -0.3 | -3.2 | -6.91
Bridgwater / Taunton 132kV | Taunton 33kV | Priorswood | Primary | 11 | -3.0916 | 51.0258 | Steady Progression | Headroom (MW) | Thermal | 7.09 | 7.08 | 7.01 | 6.95 | 6.96 | -0.5 | -1.14 | -1.77 | -2.39 | -2.97 | -3.49 | -3.93 | -4.17 | -4.38 | -4.52 | -4.79 | -5.14 | -5.77
Bridgwater / Taunton 132kV | Taunton 33kV | Priorswood | Primary | 11 | -3.0916 | 51.0258 | System Transformation | Headroom (MW) | N/A | 7.09 | 7.04 | 6.93 | 6.82 | 6.72 | 6.54 | 6.35 | 6.15 | 5.97 | 5.78 | 5.6 | 5.4 | 5.21 | 5.02 | 4.83 | 3.93 | 2.62 | 1.41
Bridgwater / Taunton 132kV | Taunton 33kV | Priorswood | Primary | 11 | -3.0916 | 51.0258 | WPD Best View | Headroom (MW) | N/A | 7.09 | 7.04 | 6.93 | 6.82 | 6.72 | 6.55 | 6.36 | 6.16 | 5.98 | 5.8 | 5.61 | 5.42 | 5.23 | 5.04 | 4.85 | 3.96 | 2.68 | 1.47
Bridgwater / Taunton 132kV | Taunton 33kV | Staplegrove | Primary | 11 | -3.1204 | 51.0254 | Consumer Transformation | Headroom (MW) | Thermal | 7.9 | 7.81 | 7.66 | 7.42 | 6.83 | 6.35 | 5.87 | 5.4 | 4.91 | 4.44 | 3.95 | 3.42 | 2.91 | 2.36 | 1.78 | -2.77 | -6.38 | -10.22
Bridgwater / Taunton 132kV | Taunton 33kV | Staplegrove | Primary | 11 | -3.1204 | 51.0254 | Leading the Way | Headroom (MW) | Thermal | 7.9 | 7.8 | 7.64 | 7.39 | 6.72 | 6.21 | 5.69 | 5.19 | 4.68 | 4.16 | 3.59 | 2.97 | 2.37 | 1.71 | 1.01 | -4.84 | -8.84 | -13.95
Bridgwater / Taunton 132kV | Taunton 33kV | Staplegrove | Primary | 11 | -3.1204 | 51.0254 | Steady Progression | Headroom (MW) | N/A | 7.9 | 7.92 | 7.9 | 7.85 | 7.76 | 7.68 | 7.58 | 7.49 | 7.4 | 7.29 | 7.19 | 7.1 | 7.01 | 6.92 | 6.82 | 6.52 | 6.08 | 5.25
Bridgwater / Taunton 132kV | Taunton 33kV | Staplegrove | Primary | 11 | -3.1204 | 51.0254 | System Transformation | Headroom (MW) | Thermal | 7.9 | 7.88 | 7.81 | 7.68 | 7.43 | 7.21 | 6.95 | 6.7 | 6.43 | 6.17 | 5.9 | 5.61 | 5.35 | 5.08 | 4.81 | 2.4 | 0.63 | -1.02
Bridgwater / Taunton 132kV | Taunton 33kV | Staplegrove | Primary | 11 | -3.1204 | 51.0254 | WPD Best View | Headroom (MW) | Thermal | 7.9 | 7.88 | 7.81 | 7.68 | 7.43 | 7.21 | 6.95 | 6.7 | 6.43 | 6.17 | 5.9 | 5.61 | 5.35 | 5.08 | 4.81 | 2.4 | 0.63 | -1.02
Bridgwater / Taunton 132kV | Taunton 33kV | Taunton Local | Primary | 11 | -3.1007 | 51.0174 | Consumer Transformation | Headroom (MW) | Thermal | 10.65 | 10.6 | 10.5 | 10.39 | 10.2 | 10 | 9.51 | 9.02 | 8.53 | 8.08 | 7.61 | 7.15 | 6.68 | 6.21 | 5.72 | 2.69 | -0.99 | -4.92
Bridgwater / Taunton 132kV | Taunton 33kV | Taunton Local | Primary | 11 | -3.1007 | 51.0174 | Leading the Way | Headroom (MW) | Thermal | 10.65 | 10.59 | 10.48 | 10.36 | 10.11 | 9.88 | 9.37 | 8.86 | 8.35 | 7.87 | 7.35 | 6.83 | 6.29 | 5.76 | 5.2 | 1.86 | -2.23 | -7.33
Bridgwater / Taunton 132kV | Taunton 33kV | Taunton Local | Primary | 11 | -3.1007 | 51.0174 | Steady Progression | Headroom (MW) | N/A | 10.65 | 10.63 | 10.56 | 10.48 | 10.39 | 10.32 | 10.25 | 10.18 | 10.12 | 10.05 | 9.99 | 9.92 | 9.86 | 9.8 | 9.73 | 9.42 | 9.03 | 8.45
Bridgwater / Taunton 132kV | Taunton 33kV | Taunton Local | Primary | 11 | -3.1007 | 51.0174 | System Transformation | Headroom (MW) | N/A | 10.65 | 10.62 | 10.53 | 10.43 | 10.3 | 10.22 | 10.15 | 10.07 | 9.93 | 9.67 | 9.41 | 9.16 | 8.91 | 8.7 | 8.48 | 7.37 | 5.53 | 3.73
Bridgwater / Taunton 132kV | Taunton 33kV | Taunton Local | Primary | 11 | -3.1007 | 51.0174 | WPD Best View | Headroom (MW) | N/A | 10.65 | 10.62 | 10.53 | 10.43 | 10.3 | 10.22 | 10.15 | 10.07 | 9.93 | 9.67 | 9.41 | 9.16 | 8.91 | 8.7 | 8.48 | 7.37 | 5.53 | 3.73
Bridgwater / Taunton 132kV | Taunton 33kV | Trull | Primary | 11 | -3.1217 | 51.0013 | Consumer Transformation | Headroom (MW) | Thermal | 9.235 | 9.055 | 8.755 | 8.405 | 7.665 | 7.045 | 6.425 | 5.815 | 5.195 | 4.585 | 3.935 | 3.285 | 2.625 | 2.015 | 1.395 | -2.785 | -7.405 | -12.415
Bridgwater / Taunton 132kV | Taunton 33kV | Trull | Primary | 11 | -3.1217 | 51.0013 | Leading the Way | Headroom (MW) | Thermal | 9.235 | 9.025 | 8.725 | 8.345 | 7.545 | 6.895 | 6.245 | 5.605 | 4.955 | 4.295 | 3.555 | 2.815 | 2.035 | 1.345 | 0.625 | -4.225 | -9.375 | -16.125
Bridgwater / Taunton 132kV | Taunton 33kV | Trull | Primary | 11 | -3.1217 | 51.0013 | Steady Progression | Headroom (MW) | N/A | 9.235 | 9.205 | 9.115 | 9.035 | 8.935 | 8.825 | 8.705 | 8.585 | 8.475 | 8.355 | 8.225 | 8.105 | 7.995 | 7.885 | 7.785 | 7.525 | 7.915 | 6.855
Bridgwater / Taunton 132kV | Taunton 33kV | Trull | Primary | 11 | -3.1217 | 51.0013 | System Transformation | Headroom (MW) | Thermal | 9.235 | 9.135 | 8.965 | 8.775 | 8.475 | 8.185 | 7.865 | 7.545 | 7.225 | 6.895 | 6.555 | 6.215 | 5.875 | 5.605 | 5.345 | 3.645 | 1.415 | -0.665
Bridgwater / Taunton 132kV | Taunton 33kV | Trull | Primary | 11 | -3.1217 | 51.0013 | WPD Best View | Headroom (MW) | Thermal | 9.235 | 9.135 | 8.965 | 8.775 | 8.475 | 8.185 | 7.865 | 7.545 | 7.225 | 6.895 | 6.555 | 6.215 | 5.875 | 5.605 | 5.345 | 3.645 | 1.415 | -0.665
Bridgwater / Taunton 132kV | Taunton 33kV | Wellington Primary | Primary | 11 | -3.2478 | 50.9915 | Consumer Transformation | Headroom (MW) | Thermal | 3.01 | 2.98 | 2.93 | 2.87 | 2.73 | 2.49 | 2.27 | 1.95 | 1.58 | 1.15 | 0.62 | 0.03 | -0.59 | -1.16 | -1.85 | -3.42 | -5.1 | -7.07
Bridgwater / Taunton 132kV | Taunton 33kV | Wellington Primary | Primary | 11 | -3.2478 | 50.9915 | Leading the Way | Headroom (MW) | Thermal | 3.01 | 2.97 | 2.92 | 2.86 | 2.7 | 2.57 | 2.44 | 2.04 | 1.63 | 1.22 | 0.79 | 0.31 | -0.56 | -1.38 | -2.24 | -4.19 | -6.23 | -7.48
Bridgwater / Taunton 132kV | Taunton 33kV | Wellington Primary | Primary | 11 | -3.2478 | 50.9915 | Steady Progression | Headroom (MW) | Thermal | 3.01 | 3 | 2.99 | 2.97 | 2.94 | 2.92 | 2.89 | 2.82 | 2.74 | 2.65 | 2.53 | 2.39 | 2.08 | 1.78 | 1.39 | 0.85 | 0.29 | -0.33
Bridgwater / Taunton 132kV | Taunton 33kV | Wellington Primary | Primary | 11 | -3.2478 | 50.9915 | System Transformation | Headroom (MW) | Thermal | 3.01 | 2.99 | 2.96 | 2.93 | 2.87 | 2.7 | 2.54 | 2.27 | 1.95 | 1.57 | 1.1 | 0.57 | 0 | -0.5 | -1.12 | -2.14 | -3.4 | -4.88
Bridgwater / Taunton 132kV | Taunton 33kV | Wellington Primary | Primary | 11 | -3.2478 | 50.9915 | WPD Best View | Headroom (MW) | Thermal | 3.01 | 2.99 | 2.96 | 2.93 | 2.87 | 2.7 | 2.54 | 2.27 | 1.95 | 1.57 | 1.1 | 0.57 | 0 | -0.5 | -1.12 | -2.14 | -3.4 | -4.88
Bridgwater / Taunton 132kV | Taunton 33kV | Wellington Town | Primary | 11 | -3.2216 | 50.9792 | Consumer Transformation | Headroom (MW) | Thermal | 9.88 | 9.75 | 9.57 | 9.34 | 8.7 | 8.06 | 7.45 | 6.71 | 5.9 | 5.04 | 4.04 | 2.95 | 1.79 | 0.73 | -0.51 | -4.52 | -9.19 | -14.44
Bridgwater / Taunton 132kV | Taunton 33kV | Wellington Town | Primary | 11 | -3.2216 | 50.9792 | Leading the Way | Headroom (MW) | Thermal | 9.88 | 9.72 | 9.53 | 9.29 | 8.52 | 8.04 | 7.56 | 6.68 | 5.82 | 4.97 | 4.11 | 3.16 | 1.6 | 0.12 | -1.43 | -6.17 | -11.62 | -16.51
Bridgwater / Taunton 132kV | Taunton 33kV | Wellington Town | Primary | 11 | -3.2216 | 50.9792 | Steady Progression | Headroom (MW) | N/A | 9.88 | 9.86 | 9.8 | 9.74 | 9.62 | 9.53 | 9.44 | 9.27 | 9.1 | 8.9 | 8.67 | 8.41 | 7.92 | 7.43 | 6.81 | 5.89 | 4.8 | 3.4
Bridgwater / Taunton 132kV | Taunton 33kV | Wellington Town | Primary | 11 | -3.2216 | 50.9792 | System Transformation | Headroom (MW) | Thermal | 9.88 | 9.81 | 9.7 | 9.58 | 9.28 | 8.9 | 8.51 | 7.97 | 7.34 | 6.66 | 5.84 | 4.93 | 3.98 | 3.15 | 2.16 | 0.15 | -2.76 | -5.96
Bridgwater / Taunton 132kV | Taunton 33kV | Wellington Town | Primary | 11 | -3.2216 | 50.9792 | WPD Best View | Headroom (MW) | Thermal | 9.88 | 9.81 | 9.7 | 9.58 | 9.28 | 8.9 | 8.51 | 7.97 | 7.34 | 6.66 | 5.84 | 4.93 | 3.98 | 3.15 | 2.16 | 0.15 | -2.76 | -5.96
Iron Acton 132kV | Bradley Stoke 33kV | Almondsbury | Primary | 11 | -2.5695 | 51.5498 | Consumer Transformation | Headroom (MW) | Thermal | 12.2 | 12.1 | 11.92 | 11.71 | 11.44 | 10.89 | 10.34 | 9.58 | 8.71 | 7.74 | 6.56 | 5.23 | 3.82 | 2.53 | 0.98 | -2.84 | -7.48 | -12.95
Iron Acton 132kV | Bradley Stoke 33kV | Almondsbury | Primary | 11 | -2.5695 | 51.5498 | Leading the Way | Headroom (MW) | Thermal | 12.2 | 12.08 | 11.91 | 11.68 | 11.41 | 11.16 | 10.81 | 9.86 | 8.92 | 7.98 | 4.46 | 3.39 | 1.41 | -0.47 | -2.44 | -7.45 | -13.1 | -17.3
Iron Acton 132kV | Bradley Stoke 33kV | Almondsbury | Primary | 11 | -2.5695 | 51.5498 | Steady Progression | Headroom (MW) | Thermal | 12.2 | 12.18 | 12.12 | 7.44 | 7.51 | 7.49 | 7.07 | 6.54 | 6.04 | 5.51 | 4.98 | 4.44 | 3.66 | 2.92 | 2 | 0.86 | -0.52 | -2.17
Iron Acton 132kV | Bradley Stoke 33kV | Almondsbury | Primary | 11 | -2.5695 | 51.5498 | System Transformation | Headroom (MW) | Thermal | 12.2 | 12.14 | 12.04 | 11.91 | 11.88 | 11.55 | 11.15 | 10.54 | 9.79 | 8.95 | 7.9 | 6.69 | 5.43 | 4.32 | 2.96 | 0.67 | -2.6 | -6.41
Iron Acton 132kV | Bradley Stoke 33kV | Almondsbury | Primary | 11 | -2.5695 | 51.5498 | WPD Best View | Headroom (MW) | Thermal | 12.2 | 12.14 | 12.04 | 11.91 | 11.88 | 11.55 | 11.15 | 10.54 | 9.79 | 8.95 | 7.9 | 6.69 | 5.43 | 4.32 | 2.96 | 0.67 | -2.6 | -6.41
Iron Acton 132kV | Bradley Stoke 33kV | Bradley Stoke | Primary | 11 | -2.5595 | 51.5473 | Consumer Transformation | Headroom (MW) | N/A | 11.25 | 11.21 | 11.11 | 11 | 10.87 | 10.54 | 10.22 | 9.91 | 9.63 | 9.37 | 9.09 | 8.82 | 8.54 | 8.25 | 7.95 | 5.96 | 3.41 | 0.62
Iron Acton 132kV | Bradley Stoke 33kV | Bradley Stoke | Primary | 11 | -2.5595 | 51.5473 | Leading the Way | Headroom (MW) | Thermal | 11.25 | 11.2 | 11.09 | 10.98 | 10.82 | 10.48 | 10.15 | 9.84 | 9.56 | 9.3 | 8.99 | 8.68 | 8.36 | 8.01 | 7.63 | 5.25 | 2.35 | -1.41
Iron Acton 132kV | Bradley Stoke 33kV | Bradley Stoke | Primary | 11 | -2.5595 | 51.5473 | Steady Progression | Headroom (MW) | N/A | 11.25 | 11.23 | 11.16 | 11.09 | 11.02 | 10.96 | 10.9 | 10.83 | 10.77 | 10.71 | 10.65 | 10.59 | 10.53 | 10.46 | 10.4 | 10.14 | 9.81 | 9.41
Iron Acton 132kV | Bradley Stoke 33kV | Bradley Stoke | Primary | 11 | -2.5595 | 51.5473 | System Transformation | Headroom (MW) | N/A | 11.25 | 11.22 | 11.14 | 11.05 | 10.96 | 10.88 | 10.81 | 10.74 | 10.58 | 10.43 | 10.28 | 10.13 | 9.99 | 9.87 | 9.75 | 9.07 | 7.79 | 6.54
Iron Acton 132kV | Bradley Stoke 33kV | Bradley Stoke | Primary | 11 | -2.5595 | 51.5473 | WPD Best View | Headroom (MW) | N/A | 11.25 | 11.22 | 11.14 | 11.05 | 10.96 | 10.88 | 10.81 | 10.74 | 10.58 | 10.43 | 10.28 | 10.13 | 9.99 | 9.87 | 9.75 | 9.07 | 7.79 | 6.54
Iron Acton 132kV | Bradley Stoke 33kV | Cribbs Causeway | Primary | 11 | -2.5949 | 51.529 | Consumer Transformation | Headroom (MW) | N/A | 11.69 | 11.85 | 11.99 | 11.96 | 11.91 | 11.87 | 11.82 | 11.76 | 11.7 | 11.64 | 11.58 | 11.52 | 11.47 | 11.41 | 11.35 | 11.86 | 11.22 | 10.54
Iron Acton 132kV | Bradley Stoke 33kV | Cribbs Causeway | Primary | 11 | -2.5949 | 51.529 | Leading the Way | Headroom (MW) | N/A | 11.69 | 12.69 | 12.84 | 12.82 | 12.75 | 12.68 | 12.62 | 12.55 | 12.49 | 12.43 | 12.37 | 12.31 | 12.25 | 12.19 | 12.13 | 11.82 | 11.12 | 10.35
Iron Acton 132kV | Bradley Stoke 33kV | Cribbs Causeway | Primary | 11 | -2.5949 | 51.529 | Steady Progression | Headroom (MW) | N/A | 11.69 | 11.84 | 11.95 | 11.93 | 11.89 | 11.86 | 11.83 | 11.79 | 11.74 | 11.68 | 11.63 | 11.57 | 11.52 | 11.46 | 11.41 | 11.16 | 11.73 | 11.5
Iron Acton 132kV | Bradley Stoke 33kV | Cribbs Causeway | Primary | 11 | -2.5949 | 51.529 | System Transformation | Headroom (MW) | N/A | 11.69 | 11.85 | 11.99 | 11.97 | 11.92 | 11.88 | 11.83 | 11.77 | 11.71 | 11.66 | 11.6 | 11.54 | 11.48 | 11.43 | 11.37 | 11.93 | 11.67 | 11.44
Iron Acton 132kV | Bradley Stoke 33kV | Cribbs Causeway | Primary | 11 | -2.5949 | 51.529 | WPD Best View | Headroom (MW) | N/A | 11.69 | 11.85 | 11.99 | 11.97 | 11.92 | 11.88 | 11.83 | 11.77 | 11.71 | 11.66 | 11.6 | 11.54 | 11.48 | 11.43 | 11.37 | 11.93 | 11.67 | 11.44
Iron Acton 132kV | Bradley Stoke 33kV/Lockleaze 33kV K Bar | Abbeywood Primary | Primary | 11 | -2.5614 | 51.505 | Consumer Transformation | Headroom (MW) | N/A | 10.98 | 10.97 | 10.94 | 10.9 | 10.86 | 10.83 | 10.8 | 10.76 | 10.73 | 10.7 | 10.67 | 10.64 | 10.61 | 10.58 | 10.55 | 10.4 | 10.38 | 10.1
Iron Acton 132kV | Bradley Stoke 33kV/Lockleaze 33kV K Bar | Abbeywood Primary | Primary | 11 | -2.5614 | 51.505 | Leading the Way | Headroom (MW) | N/A | 10.98 | 10.97 | 10.94 | 10.9 | 10.86 | 10.82 | 10.79 | 10.75 | 10.72 | 10.69 | 10.65 | 10.62 | 10.59 | 10.56 | 10.53 | 10.52 | 10.33 | 10.01
Iron Acton 132kV | Bradley Stoke 33kV/Lockleaze 33kV K Bar | Abbeywood Primary | Primary | 11 | -2.5614 | 51.505 | Steady Progression | Headroom (MW) | N/A | 10.98 | 10.98 | 10.94 | 10.91 | 10.87 | 10.84 | 10.81 | 10.78 | 10.75 | 10.72 | 10.69 | 10.66 | 10.63 | 10.6 | 10.57 | 10.44 | 10.32 | 10.35
Iron Acton 132kV | Bradley Stoke 33kV/Lockleaze 33kV K Bar | Abbeywood Primary | Primary | 11 | -2.5614 | 51.505 | System Transformation | Headroom (MW) | N/A | 10.98 | 10.97 | 10.94 | 10.9 | 10.87 | 10.84 | 10.8 | 10.77 | 10.74 | 10.71 | 10.68 | 10.65 | 10.62 | 10.6 | 10.57 | 10.43 | 10.45 | 10.33
Iron Acton 132kV | Bradley Stoke 33kV/Lockleaze 33kV K Bar | Abbeywood Primary | Primary | 11 | -2.5614 | 51.505 | WPD Best View | Headroom (MW) | N/A | 10.98 | 10.97 | 10.94 | 10.9 | 10.87 | 10.84 | 10.8 | 10.77 | 10.74 | 10.71 | 10.68 | 10.65 | 10.62 | 10.6 | 10.57 | 10.43 | 10.45 | 10.33
Iron Acton 132kV | Feeder Road 33kV 'J' Bar | Bedminster | Primary | 11 | -2.5963 | 51.4418 | Consumer Transformation | Headroom (MW) | Thermal | 14.49 | 14.4 | 14.25 | 14.09 | 13.64 | 12.99 | 12.36 | 11.77 | 11.22 | 10.72 | 10.2 | 9.69 | 9.18 | 8.65 | 8.09 | 4.29 | -0.53 | -5.68
Iron Acton 132kV | Feeder Road 33kV 'J' Bar | Bedminster | Primary | 11 | -2.5963 | 51.4418 | Leading the Way | Headroom (MW) | Thermal | 14.49 | 14.37 | 14.2 | 14.03 | 13.41 | 12.73 | 12.08 | 11.48 | 10.92 | 10.41 | 9.83 | 9.27 | 8.68 | 8.05 | 7.56 | 3.16 | -2.23 | -9.01
Iron Acton 132kV | Feeder Road 33kV 'J' Bar | Bedminster | Primary | 11 | -2.5963 | 51.4418 | Steady Progression | Headroom (MW) | N/A | 10.8643 | 10.8551 | 10.8493 | 10.844 | 10.8366 | 10.8062 | 10.7692 | 10.726 | 10.6829 | 10.6274 | 10.5749 | 10.5225 | 10.4706 | 10.419 | 10.3662 | 10.083 | 10.0145 | 9.6996
Iron Acton 132kV | Feeder Road 33kV 'J' Bar | Bedminster | Primary | 11 | -2.5963 | 51.4418 | System Transformation | Headroom (MW) | N/A | 14.3889 | 14.3493 | 14.3055 | 14.18 | 13.93 | 13.81 | 13.7 | 13.41 | 13.11 | 12.83 | 12.55 | 12.29 | 12.06 | 11.84 | 11.64 | 10.66 | 8.35 | 6.04
Iron Acton 132kV | Feeder Road 33kV 'J' Bar | Bedminster | Primary | 11 | -2.5963 | 51.4418 | WPD Best View | Headroom (MW) | Thermal | 14.49 | 14.37 | 14.2 | 14.03 | 13.41 | 12.73 | 12.08 | 11.48 | 10.92 | 10.41 | 9.83 | 9.27 | 8.68 | 8.05 | 7.56 | 3.16 | -2.23 | -9.01
Iron Acton 132kV | Feeder Road 33kV 'J' Bar | Bishopsworth | Primary | 11 | -2.6077 | 51.4149 | Consumer Transformation | Headroom (MW) | Thermal | 12.86 | 12.81 | 12.71 | 12.61 | 12.41 | 12.01 | 11.58 | 11.16 | 10.76 | 10.4 | 10.03 | 9.66 | 9.29 | 8.89 | 8.48 | 5.63 | 1.86 | -2.22
Iron Acton 132kV | Feeder Road 33kV 'J' Bar | Bishopsworth | Primary | 11 | -2.6077 | 51.4149 | Leading the Way | Headroom (MW) | Thermal | 12.86 | 12.79 | 12.69 | 12.58 | 12.31 | 11.88 | 11.43 | 11 | 10.59 | 10.21 | 9.79 | 9.37 | 8.93 | 8.44 | 7.9 | 4.54 | 0.29 | -5.15
Iron Acton 132kV | Feeder Road 33kV 'J' Bar | Bishopsworth | Primary | 11 | -2.6077 | 51.4149 | Steady Progression | Headroom (MW) | N/A | 12.86 | 12.84 | 12.78 | 12.72 | 12.63 | 12.57 | 12.51 | 12.45 | 12.39 | 12.33 | 12.27 | 12.21 | 12.15 | 12.09 | 12.03 | 11.77 | 11.42 | 10.63
Iron Acton 132kV | Feeder Road 33kV 'J' Bar | Bishopsworth | Primary | 11 | -2.6077 | 51.4149 | System Transformation | Headroom (MW) | N/A | 12.86 | 12.83 | 12.75 | 12.67 | 12.53 | 12.46 | 12.39 | 12.29 | 12.08 | 11.87 | 11.67 | 11.48 | 11.3 | 11.13 | 10.96 | 9.97 | 8.08 | 6.28
Iron Acton 132kV | Feeder Road 33kV 'J' Bar | Bishopsworth | Primary | 11 | -2.6077 | 51.4149 | WPD Best View | Headroom (MW) | Thermal | 12.86 | 12.79 | 12.69 | 12.58 | 12.31 | 11.88 | 11.43 | 11 | 10.59 | 10.21 | 9.79 | 9.37 | 8.93 | 8.44 | 7.9 | 4.54 | 0.29 | -5.15
Iron Acton 132kV | Feeder Road 33kV 'J' Bar | Bower Ashton | Primary | 11 | -2.6269 | 51.4406 | Consumer Transformation | Headroom (MW) | Thermal | 11.91 | 11.87 | 11.77 | 11.65 | 11.22 | 10.79 | 10.38 | 10 | 9.65 | 9.33 | 8.98 | 8.64 | 8.3 | 7.95 | 7.58 | 5.15 | 2.22 | -0.93
Iron Acton 132kV | Feeder Road 33kV 'J' Bar | Bower Ashton | Primary | 11 | -2.6269 | 51.4406 | Leading the Way | Headroom (MW) | Thermal | 11.91 | 11.85 | 11.74 | 11.62 | 11.11 | 10.66 | 10.24 | 9.86 | 9.51 | 9.18 | 8.8 | 8.42 | 8.04 | 7.63 | 7.19 | 4.47 | 2.29 | -1.9
Iron Acton 132kV | Feeder Road 33kV 'J' Bar | Bower Ashton | Primary | 11 | -2.6269 | 51.4406 | Steady Progression | Headroom (MW) | N/A | 11.91 | 11.9 | 11.84 | 11.77 | 11.68 | 11.61 | 11.55 | 11.49 | 11.43 | 11.36 | 11.3 | 11.24 | 11.17 | 11.11 | 11.05 | 10.77 | 10.42 | 9.84
Iron Acton 132kV | Feeder Road 33kV 'J' Bar | Bower Ashton | Primary | 11 | -2.6269 | 51.4406 | System Transformation | Headroom (MW) | N/A | 11.91 | 11.89 | 11.8 | 11.72 | 11.58 | 11.5 | 11.31 | 11.1 | 10.9 | 10.71 | 10.52 | 10.35 | 10.19 | 10.04 | 9.9 | 9.1 | 7.66 | 6.29
Iron Acton 132kV | Feeder Road 33kV 'J' Bar | Bower Ashton | Primary | 11 | -2.6269 | 51.4406 | WPD Best View | Headroom (MW) | N/A | 11.91 | 11.87 | 11.77 | 11.68 | 11.47 | 11.21 | 10.91 | 10.64 | 10.39 | 10.16 | 9.9 | 9.66 | 9.42 | 9.17 | 8.92 | 7.38 | 5.25 | 2.86
Iron Acton 132kV | Feeder Road 33kV 'J' Bar | Keynsham West | Primary | 11 | -2.5063 | 51.414 | Consumer Transformation | Headroom (MW) | N/A | 10.94 | 10.91 | 10.86 | 10.81 | 10.59 | 10.36 | 10.16 | 9.95 | 9.75 | 9.57 | 9.39 | 9.21 | 9.02 | 8.82 | 8.62 | 7.16 | 5.29 | 3.29
Iron Acton 132kV | Feeder Road 33kV 'J' Bar | Keynsham West | Primary | 11 | -2.5063 | 51.414 | Leading the Way | Headroom (MW) | N/A | 10.94 | 10.9 | 10.85 | 10.79 | 10.52 | 10.28 | 10.08 | 9.86 | 9.66 | 9.47 | 9.26 | 9.05 | 8.83 | 8.59 | 8.33 | 6.66 | 4.57 | 1.93
Iron Acton 132kV | Feeder Road 33kV 'J' Bar | Keynsham West | Primary | 11 | -2.5063 | 51.414 | Steady Progression | Headroom (MW) | N/A | 10.94 | 10.93 | 10.9 | 10.87 | 10.82 | 10.78 | 10.76 | 10.73 | 10.71 | 10.68 | 10.65 | 10.62 | 10.6 | 10.57 | 10.54 | 10.41 | 10.23 | 9.81
Iron Acton 132kV | Feeder Road 33kV 'J' Bar | Keynsham West | Primary | 11 | -2.5063 | 51.414 | System Transformation | Headroom (MW) | N/A | 10.94 | 10.92 | 10.88 | 10.84 | 10.76 | 10.72 | 10.66 | 10.55 | 10.44 | 10.34 | 10.24 | 10.15 | 10.07 | 10 | 9.92 | 9.46 | 8.55 | 7.66
Iron Acton 132kV | Feeder Road 33kV 'J' Bar | Keynsham West | Primary | 11 | -2.5063 | 51.414 | WPD Best View | Headroom (MW) | N/A | 10.94 | 10.91 | 10.86 | 10.81 | 10.59 | 10.36 | 10.16 | 9.95 | 9.75 | 9.57 | 9.39 | 9.21 | 9.02 | 8.82 | 8.62 | 7.16 | 5.29 | 3.29
Iron Acton 132kV | Feeder Road 33kV 'J' Bar | Woodland Way | Primary | 11 | -2.5169 | 51.4708 | Consumer Transformation | Headroom (MW) | Thermal | 21.585 | 21.415 | 21.115 | 20.785 | 19.855 | 18.155 | 16.525 | 14.975 | 13.495 | 12.125 | 10.725 | 9.345 | 7.935 | 6.435 | 4.855 | -5.995 | -20.425 | -36.125
Iron Acton 132kV | Feeder Road 33kV 'J' Bar | Woodland Way | Primary | 11 | -2.5169 | 51.4708 | Leading the Way | Headroom (MW) | Thermal | 21.585 | 21.365 | 21.035 | 20.665 | 19.555 | 17.775 | 16.045 | 14.465 | 12.955 | 11.525 | 9.935 | 8.355 | 6.685 | 4.805 | 2.755 | -10.215 | -26.575 | -47.585
Iron Acton 132kV | Feeder Road 33kV 'J' Bar | Woodland Way | Primary | 11 | -2.5169 | 51.4708 | Steady Progression | Headroom (MW) | N/A | 21.585 | 21.545 | 21.365 | 21.195 | 20.945 | 20.745 | 20.545 | 20.345 | 20.145 | 19.945 | 19.735 | 19.535 | 19.325 | 19.115 | 18.905 | 17.965 | 16.695 | 13.515
Iron Acton 132kV | Feeder Road 33kV 'J' Bar | Woodland Way | Primary | 11 | -2.5169 | 51.4708 | System Transformation | Headroom (MW) | Thermal | 21.585 | 21.475 | 21.245 | 21.005 | 20.615 | 20.365 | 20.115 | 19.465 | 18.685 | 17.945 | 17.205 | 16.525 | 15.895 | 15.285 | 14.695 | 11.105 | 3.985 | -2.885
Iron Acton 132kV | Feeder Road 33kV 'J' Bar | Woodland Way | Primary | 11 | -2.5169 | 51.4708 | WPD Best View | Headroom (MW) | Thermal | 21.585 | 21.425 | 21.145 | 20.845 | 20.255 | 19.655 | 18.405 | 17.235 | 16.145 | 15.105 | 13.995 | 12.905 | 11.815 | 10.645 | 9.405 | 1.665 | -9.555 | -22.705
Iron Acton 132kV | Feeder Road 33kV 'K' Bar | Broadweir Primary | Primary | 11 | -2.5834 | 51.4592 | Consumer Transformation | Headroom (MW) | N/A | 11.31 | 11.3 | 11.27 | 11.23 | 11.18 | 11.15 | 11.22 | 11.19 | 11.26 | 11.34 | 11.35 | 11.35 | 11.34 | 11.34 | 11.34 | 11.3 | 11.11 | 10.9
Iron Acton 132kV | Feeder Road 33kV 'K' Bar | Broadweir Primary | Primary | 11 | -2.5834 | 51.4592 | Leading the Way | Headroom (MW) | N/A | 11.31 | 11.3 | 11.26 | 11.23 | 11.18 | 11.14 | 11.25 | 11.23 | 11.35 | 11.48 | 11.48 | 11.47 | 11.47 | 11.46 | 11.45 | 11.34 | 11.11 | 10.88
Iron Acton 132kV | Feeder Road 33kV 'K' Bar | Broadweir Primary | Primary | 11 | -2.5834 | 51.4592 | Steady Progression | Headroom (MW) | N/A | 11.31 | 11.31 | 11.27 | 11.23 | 11.2 | 11.16 | 11.19 | 11.17 | 11.2 | 11.24 | 11.25 | 11.25 | 11.25 | 11.26 | 11.26 | 11.25 | 11.1 | 10.93
Iron Acton 132kV | Feeder Road 33kV 'K' Bar | Broadweir Primary | Primary | 11 | -2.5834 | 51.4592 | System Transformation | Headroom (MW) | N/A | 11.31 | 11.3 | 11.27 | 11.23 | 11.19 | 11.15 | 11.22 | 11.2 | 11.28 | 11.36 | 11.36 | 11.36 | 11.36 | 11.36 | 11.36 | 11.34 | 11.17 | 10.99
Iron Acton 132kV | Feeder Road 33kV 'K' Bar | Broadweir Primary | Primary | 11 | -2.5834 | 51.4592 | WPD Best View | Headroom (MW) | N/A | 11.31 | 11.3 | 11.26 | 11.23 | 11.18 | 11.14 | 11.25 | 11.23 | 11.35 | 11.48 | 11.48 | 11.47 | 11.47 | 11.46 | 11.45 | 11.34 | 11.11 | 10.88
Iron Acton 132kV | Feeder Road 33kV 'K' Bar | Feeder Rd 11kv | Primary | 11 | -2.5671 | 51.4501 | Consumer Transformation | Headroom (MW) | Thermal | 37.435 | 37.325 | 29.315 | 29.005 | 28.005 | 26.455 | 24.875 | 23.435 | 21.965 | 20.595 | 19.165 | 17.765 | 16.335 | 14.845 | 13.295 | 2.575 | -10.655 | -24.965
Iron Acton 132kV | Feeder Road 33kV 'K' Bar | Feeder Rd 11kv | Primary | 11 | -2.5671 | 51.4501 | Leading the Way | Headroom (MW) | Thermal | 37.435 | 37.395 | 29.355 | 29.005 | 27.785 | 26.095 | 24.365 | 22.625 | 21.005 | 19.455 | 17.745 | 16.055 | 14.305 | 12.425 | 10.415 | -1.925 | -17.175 | -36.225
Iron Acton 132kV | Feeder Road 33kV 'K' Bar | Feeder Rd 11kv | Primary | 11 | -2.5671 | 51.4501 | Steady Progression | Headroom (MW) | N/A | 37.435 | 37.445 | 37.275 | 37.095 | 36.925 | 36.745 | 36.575 | 36.395 | 36.205 | 36.015 | 35.845 | 35.665 | 35.485 | 35.305 | 35.155 | 34.195 | 32.975 | 30.495
Iron Acton 132kV | Feeder Road 33kV 'K' Bar | Feeder Rd 11kv | Primary | 11 | -2.5671 | 51.4501 | System Transformation | Headroom (MW) | N/A | 37.435 | 37.385 | 37.175 | 36.935 | 29.215 | 29.025 | 28.765 | 28.065 | 27.215 | 26.175 | 25.475 | 24.815 | 24.185 | 23.595 | 23.015 | 19.695 | 13.065 | 6.485
Iron Acton 132kV | Feeder Road 33kV 'K' Bar | Feeder Rd 11kv | Primary | 11 | -2.5671 | 51.4501 | WPD Best View | Headroom (MW) | Thermal | 37.435 | 37.395 | 29.355 | 29.005 | 27.785 | 26.095 | 24.365 | 22.625 | 21.005 | 19.455 | 17.745 | 16.055 | 14.305 | 12.425 | 10.415 | -1.925 | -17.175 | -36.225
Iron Acton 132kV | Feeder Road 33kV 'K' Bar | Feeder Road B | Primary | 11 | -2.5672 | 51.45 | Consumer Transformation | Headroom (MW) | N/A | 12.63 | 12.61 | 12.54 | 12.47 | 12.35 | 12.29 | 12.22 | 12.15 | 12.08 | 12.02 | 11.95 | 11.89 | 11.83 | 11.67 | 11.51 | 10.39 | 9.08 | 7.74
Iron Acton 132kV | Feeder Road 33kV 'K' Bar | Feeder Road B | Primary | 11 | -2.5672 | 51.45 | Leading the Way | Headroom (MW) | N/A | 12.63 | 12.6 | 12.53 | 12.46 | 12.31 | 12.23 | 12.16 | 12.09 | 12.02 | 11.94 | 11.87 | 11.8 | 11.72 | 11.53 | 11.34 | 10.13 | 8.7 | 7.04
Iron Acton 132kV | Feeder Road 33kV 'K' Bar | Feeder Road B | Primary | 11 | -2.5672 | 51.45 | Steady Progression | Headroom (MW) | N/A | 12.63 | 12.62 | 12.56 | 12.5 | 12.43 | 12.37 | 12.31 | 12.26 | 12.2 | 12.14 | 12.09 | 12.04 | 11.98 | 11.93 | 11.88 | 11.64 | 11.4 | 11.16
Iron Acton 132kV | Feeder Road 33kV 'K' Bar | Feeder Road B | Primary | 11 | -2.5672 | 51.45 | System Transformation | Headroom (MW) | N/A | 12.63 | 12.62 | 12.55 | 12.49 | 12.39 | 12.33 | 12.27 | 12.21 | 12.15 | 12.09 | 12.04 | 11.98 | 11.93 | 11.87 | 11.82 | 11.56 | 11.24 | 10.52
Iron Acton 132kV | Feeder Road 33kV 'K' Bar | Feeder Road B | Primary | 11 | -2.5672 | 51.45 | WPD Best View | Headroom (MW) | N/A | 12.63 | 12.6 | 12.53 | 12.46 | 12.31 | 12.23 | 12.16 | 12.09 | 12.02 | 11.94 | 11.87 | 11.8 | 11.72 | 11.53 | 11.34 | 10.13 | 8.7 | 7.04
Iron Acton 132kV | Feeder Road 33kV 'K' Bar | Whitchurch | Primary | 11 | -2.5602 | 51.4115 | Consumer Transformation | Headroom (MW) | Thermal | 15.59 | 15.35 | 13.25 | 12.28 | 11.24 | 10.43 | 7.62 | 3.03 | -0.38 | -3.5 | -6.72 | -9.76 | -12.71 | -15.9759 | -20.6755 | -43.3748 | -72.1041 | -105.2444
Iron Acton 132kV | Feeder Road 33kV 'K' Bar | Whitchurch | Primary | 11 | -2.5602 | 51.4115 | Leading the Way | Headroom (MW) | Thermal | 15.59 | 15.33 | 13.24 | 12.28 | 11.2 | 10.45 | 7.44 | 4.85 | 2.8 | 0.06 | -2.46 | -4.82 | -7.37 | -10.18 | -13.23 | -35.7077 | -65.2343 | -101.4309
Iron Acton 132kV | Feeder Road 33kV 'K' Bar | Whitchurch | Primary | 11 | -2.5602 | 51.4115 | Steady Progression | Headroom (MW) | N/A | 15.59 | 15.55 | 13.74 | 13.58 | 13.4 | 13.29 | 13.11 | 12.91 | 12.38 | 10.19 | 9.68 | 9.11 | 8.4 | 7.96 | 7.62 | 6.61 | 4.99 | 2.69
Iron Acton 132kV | Feeder Road 33kV 'K' Bar | Whitchurch | Primary | 11 | -2.5602 | 51.4115 | System Transformation | Headroom (MW) | Thermal | 15.59 | 15.46 | 13.55 | 13.26 | 12.82 | 12.5 | 12.06 | 11.61 | 9.48 | 8.36 | 7.13 | 6.06 | 5.11 | 4.38 | 3.64 | -0.47 | -7.42 | -14.56
Iron Acton 132kV | Feeder Road 33kV 'K' Bar | Whitchurch | Primary | 11 | -2.5602 | 51.4115 | WPD Best View | Headroom (MW) | Thermal | 15.59 | 15.33 | 13.24 | 12.28 | 11.21 | 10.41 | 8.37 | 5.3 | 2.24 | -0.21 | -2.83 | -5.27 | -7.64 | -10.14 | -12.87 | -27.69 | -46.83 | -68.44
Iron Acton 132kV | Lockleaze 33kV J Bar | Clifton | Primary | 11 | -2.6123 | 51.4555 | Consumer Transformation | Headroom (MW) | Thermal | 13.24 | 13.17 | 12.99 | 12.81 | 12.25 | 11.65 | 11.09 | 10.56 | 10.08 | 9.64 | 9.14 | 8.65 | 8.16 | 7.66 | 7.13 | 7.22 | 3.2 | -1.12
Iron Acton 132kV | Lockleaze 33kV J Bar | Clifton | Primary | 11 | -2.6123 | 51.4555 | Leading the Way | Headroom (MW) | Thermal | 13.24 | 13.15 | 12.96 | 12.76 | 12.13 | 11.52 | 10.94 | 10.42 | 9.93 | 9.49 | 8.95 | 8.42 | 7.88 | 7.29 | 10.16 | 6.36 | 1.89 | -3.73
Iron Acton 132kV | Lockleaze 33kV J Bar | Clifton | Primary | 11 | -2.6123 | 51.4555 | Steady Progression | Headroom (MW) | N/A | 13.24 | 13.21 | 13.08 | 12.95 | 12.79 | 12.67 | 12.54 | 12.42 | 12.3 | 12.18 | 12.06 | 11.94 | 11.82 | 11.71 | 11.59 | 11.07 | 13.96 | 13.3
Iron Acton 132kV | Lockleaze 33kV J Bar | Clifton | Primary | 11 | -2.6123 | 51.4555 | System Transformation | Headroom (MW) | N/A | 13.24 | 13.19 | 13.03 | 12.88 | 12.67 | 12.53 | 12.27 | 11.97 | 11.69 | 11.43 | 11.15 | 10.89 | 10.65 | 10.43 | 10.22 | 12.51 | 10.51 | 8.53
Iron Acton 132kV | Lockleaze 33kV J Bar | Clifton | Primary | 11 | -2.6123 | 51.4555 | WPD Best View | Headroom (MW) | Thermal | 13.24 | 13.15 | 12.96 | 12.76 | 12.13 | 11.52 | 10.94 | 10.42 | 9.93 | 9.49 | 8.95 | 8.42 | 7.88 | 7.29 | 10.16 | 6.36 | 1.89 | -3.73
Iron Acton 132kV | Lockleaze 33kV J Bar | Cotham Primary | Primary | 11 | -2.6004 | 51.4603 | Consumer Transformation | Headroom (MW) | N/A | 12.35 | 12.34 | 12.28 | 12.21 | 12.15 | 12.09 | 12.03 | 11.98 | 11.92 | 11.86 | 11.81 | 11.75 | 11.7 | 11.65 | 11.59 | 11.35 | 11.64 | 11.43
Iron Acton 132kV | Lockleaze 33kV J Bar | Cotham Primary | Primary | 11 | -2.6004 | 51.4603 | Leading the Way | Headroom (MW) | N/A | 12.35 | 12.34 | 12.28 | 12.21 | 12.15 | 12.09 | 12.03 | 11.98 | 11.92 | 11.86 | 11.81 | 11.75 | 11.7 | 11.65 | 11.59 | 11.86 | 11.64 | 11.43
Iron Acton 132kV | Lockleaze 33kV J Bar | Cotham Primary | Primary | 11 | -2.6004 | 51.4603 | Steady Progression | Headroom (MW) | N/A | 12.35 | 12.34 | 12.28 | 12.21 | 12.15 | 12.09 | 12.03 | 11.98 | 11.92 | 11.86 | 11.81 | 11.75 | 11.7 | 11.65 | 11.59 | 11.35 | 11.12 | 11.43
Iron Acton 132kV | Lockleaze 33kV J Bar | Cotham Primary | Primary | 11 | -2.6004 | 51.4603 | System Transformation | Headroom (MW) | N/A | 12.35 | 12.34 | 12.28 | 12.21 | 12.15 | 12.09 | 12.03 | 11.98 | 11.92 | 11.86 | 11.81 | 11.75 | 11.7 | 11.65 | 11.59 | 11.35 | 11.64 | 11.43
Iron Acton 132kV | Lockleaze 33kV J Bar | Cotham Primary | Primary | 11 | -2.6004 | 51.4603 | WPD Best View | Headroom (MW) | N/A | 12.35 | 12.34 | 12.28 | 12.21 | 12.15 | 12.09 | 12.03 | 11.98 | 11.92 | 11.86 | 11.81 | 11.75 | 11.7 | 11.65 | 11.59 | 11.86 | 11.64 | 11.43
Iron Acton 132kV | Lockleaze 33kV J Bar | Eastville | Primary | 11 | -2.5506 | 51.4685 | Consumer Transformation | Headroom (MW) | Thermal | 13.03 | 12.98 | 12.93 | 12.84 | 12.32 | 11.82 | 11.34 | 10.88 | 10.44 | 10.04 | 9.62 | 9.22 | 8.82 | 8.39 | 7.93 | 4.67 | 0.51 | -3.97
Iron Acton 132kV | Lockleaze 33kV J Bar | Eastville | Primary | 11 | -2.5506 | 51.4685 | Leading the Way | Headroom (MW) | Thermal | 13.03 | 12.96 | 12.9 | 12.8 | 12.19 | 11.65 | 11.13 | 10.66 | 10.21 | 9.79 | 9.31 | 8.86 | 8.39 | 7.87 | 7.28 | 3.58 | -1.09 | -7.03
Iron Acton 132kV | Lockleaze 33kV J Bar | Eastville | Primary | 11 | -2.5506 | 51.4685 | Steady Progression | Headroom (MW) | N/A | 13.03 | 13.02 | 13 | 12.95 | 12.84 | 12.78 | 12.72 | 12.65 | 12.59 | 12.53 | 12.46 | 12.4 | 12.33 | 12.27 | 12.2 | 11.9 | 11.46 | 10.57
Iron Acton 132kV | Lockleaze 33kV J Bar | Eastville | Primary | 11 | -2.5506 | 51.4685 | System Transformation | Headroom (MW) | N/A | 13.03 | 13 | 12.96 | 12.9 | 12.72 | 12.65 | 12.43 | 12.18 | 11.95 | 11.72 | 11.5 | 11.3 | 11.12 | 10.95 | 10.79 | 9.81 | 7.8 | 5.82
Iron Acton 132kV | Lockleaze 33kV J Bar | Eastville | Primary | 11 | -2.5506 | 51.4685 | WPD Best View | Headroom (MW) | Thermal | 13.03 | 12.96 | 12.9 | 12.8 | 12.19 | 11.65 | 11.13 | 10.66 | 10.21 | 9.79 | 9.31 | 8.86 | 8.39 | 7.87 | 7.28 | 3.58 | -1.09 | -7.03
Iron Acton 132kV | Lockleaze 33kV J Bar | Filton Dc | Primary | 11 | -2.5724 | 51.5099 | Consumer Transformation | Headroom (MW) | Thermal | 16.185 | 16.435 | 16.115 | 15.715 | 14.935 | 14.165 | 13.355 | 12.595 | 11.875 | 11.225 | 10.575 | 9.935 | 9.275 | 8.575 | 7.855 | 2.995 | -3.855 | -11.335
Iron Acton 132kV | Lockleaze 33kV J Bar | Filton Dc | Primary | 11 | -2.5724 | 51.5099 | Leading the Way | Headroom (MW) | Thermal | 16.185 | 16.465 | 16.125 | 15.625 | 14.715 | 13.905 | 13.065 | 12.285 | 11.555 | 10.895 | 10.175 | 8.605 | 7.845 | 6.995 | 6.065 | 0.245 | -7.455 | -17.495
Iron Acton 132kV | Lockleaze 33kV J Bar | Filton Dc | Primary | 11 | -2.5724 | 51.5099 | Steady Progression | Headroom (MW) | N/A | 16.185 | 16.575 | 16.505 | 16.445 | 16.425 | 16.345 | 16.235 | 16.045 | 15.855 | 15.665 | 15.495 | 15.345 | 15.235 | 15.145 | 15.065 | 14.845 | 13.835 | 12.125
Iron Acton 132kV | Lockleaze 33kV J Bar | Filton Dc | Primary | 11 | -2.5724 | 51.5099 | System Transformation | Headroom (MW) | N/A | 16.185 | 16.545 | 16.365 | 16.175 | 15.925 | 15.575 | 15.125 | 14.695 | 14.295 | 13.945 | 13.605 | 13.295 | 13.015 | 12.735 | 12.475 | 10.865 | 7.475 | 4.195
Iron Acton 132kV | Lockleaze 33kV J Bar | Filton Dc | Primary | 11 | -2.5724 | 51.5099 | WPD Best View | Headroom (MW) | Thermal | 16.185 | 16.515 | 16.255 | 15.945 | 15.385 | 14.765 | 14.115 | 13.495 | 12.915 | 12.395 | 11.825 | 11.285 | 10.735 | 10.145 | 9.515 | 5.685 | 0.035 | -6.865
Iron Acton 132kV | Lockleaze 33kV J Bar | Patchway Primary | Primary | 11 | -2.5616 | 51.5219 | Consumer Transformation | Headroom (MW) | N/A | 9.75 | 9.73 | 9.67 | 9.62 | 9.54 | 9.49 | 9.43 | 9.38 | 9.33 | 9.28 | 9.23 | 9.17 | 9.12 | 9.02 | 8.89 | 8.07 | 7.06 | 5.98
Iron Acton 132kV | Lockleaze 33kV J Bar | Patchway Primary | Primary | 11 | -2.5616 | 51.5219 | Leading the Way | Headroom (MW) | N/A | 9.75 | 9.73 | 9.67 | 9.61 | 9.52 | 9.47 | 9.41 | 9.35 | 9.3 | 9.24 | 9.18 | 9.12 | 9.06 | 8.92 | 8.76 | 7.82 | 6.71 | 5.3
Iron Acton 132kV | Lockleaze 33kV J Bar | Patchway Primary | Primary | 11 | -2.5616 | 51.5219 | Steady Progression | Headroom (MW) | N/A | 9.75 | 9.74 | 9.69 | 9.65 | 9.6 | 9.55 | 9.51 | 9.47 | 9.43 | 9.38 | 9.34 | 9.3 | 9.26 | 9.22 | 9.18 | 9 | 8.8 | 8.6
Iron Acton 132kV | Lockleaze 33kV J Bar | Patchway Primary | Primary | 11 | -2.5616 | 51.5219 | System Transformation | Headroom (MW) | N/A | 9.75 | 9.73 | 9.68 | 9.63 | 9.57 | 9.53 | 9.48 | 9.44 | 9.39 | 9.34 | 9.3 | 9.26 | 9.22 | 9.17 | 9.13 | 8.93 | 8.55 | 8.02
Iron Acton 132kV | Lockleaze 33kV J Bar | Patchway Primary | Primary | 11 | -2.5616 | 51.5219 | WPD Best View | Headroom (MW) | N/A | 9.75 | 9.73 | 9.68 | 9.63 | 9.57 | 9.53 | 9.48 | 9.44 | 9.39 | 9.34 | 9.3 | 9.26 | 9.22 | 9.17 | 9.13 | 8.93 | 8.55 | 8.02
Iron Acton 132kV | Lockleaze 33kV K Bar | Emersons Green | Primary | 11 | -2.4732 | 51.4981 | Consumer Transformation | Headroom (MW) | Thermal | 10.29 | 10.29 | 10.36 | 10.41 | 10.43 | 10.36 | 9.96 | 9.29 | 8.77 | 8.28 | 7.76 | 7.26 | 6.79 | 6.27 | 5.73 | 3.07 | 0.07 | -3.02
Iron Acton 132kV | Lockleaze 33kV K Bar | Emersons Green | Primary | 11 | -2.4732 | 51.4981 | Leading the Way | Headroom (MW) | Thermal | 10.29 | 10.29 | 10.37 | 10.45 | 10.48 | 10.39 | 9.95 | 9.56 | 9.24 | 8.78 | 8.38 | 8 | 7.59 | 7.17 | 6.74 | 4.57 | 2.11 | -0.52
Iron Acton 132kV | Lockleaze 33kV K Bar | Emersons Green | Primary | 11 | -2.4732 | 51.4981 | Steady Progression | Headroom (MW) | N/A | 10.29 | 10.3 | 10.36 | 10.42 | 10.45 | 10.46 | 10.46 | 10.46 | 10.42 | 10.13 | 10.07 | 10.01 | 9.91 | 9.84 | 9.76 | 9.5 | 9.22 | 8.93
Iron Acton 132kV | Lockleaze 33kV K Bar | Emersons Green | Primary | 11 | -2.4732 | 51.4981 | System Transformation | Headroom (MW) | N/A | 10.29 | 10.29 | 10.37 | 10.43 | 10.47 | 10.47 | 10.47 | 10.44 | 10.12 | 9.93 | 9.71 | 9.51 | 9.33 | 9.18 | 9.02 | 8.3 | 7.46 | 6.6
Iron Acton 132kV | Lockleaze 33kV K Bar | Emersons Green | Primary | 11 | -2.4732 | 51.4981 | WPD Best View | Headroom (MW) | N/A | 10.29 | 10.29 | 10.37 | 10.43 | 10.47 | 10.47 | 10.47 | 10.44 | 10.12 | 9.93 | 9.71 | 9.51 | 9.33 | 9.18 | 9.02 | 8.3 | 7.46 | 6.6
Iron Acton 132kV | Lockleaze 33kV K Bar | Hewlett Packard | Primary | 11 | -2.5562 | 51.5014 | Consumer Transformation | Headroom (MW) | N/A | 11.94 | 11.94 | 11.86 | 11.76 | 11.61 | 11.47 | 11.33 | 11.2 | 11.09 | 10.97 | 10.85 | 10.73 | 10.61 | 10.49 | 10.37 | 9.8 | 9.18 | 8.97
Iron Acton 132kV | Lockleaze 33kV K Bar | Hewlett Packard | Primary | 11 | -2.5562 | 51.5014 | Leading the Way | Headroom (MW) | N/A | 11.94 | 11.94 | 11.86 | 11.75 | 11.6 | 11.45 | 11.31 | 11.18 | 11.08 | 10.96 | 10.83 | 10.71 | 10.59 | 10.48 | 10.36 | 9.76 | 9.32 | 8.55
Iron Acton 132kV | Lockleaze 33kV K Bar | Hewlett Packard | Primary | 11 | -2.5562 | 51.5014 | Steady Progression | Headroom (MW) | N/A | 11.94 | 11.95 | 11.89 | 11.84 | 11.79 | 11.73 | 11.67 | 11.6 | 11.55 | 11.48 | 11.42 | 11.36 | 11.3 | 11.24 | 11.18 | 10.98 | 10.71 | 10.39
Iron Acton 132kV | Lockleaze 33kV K Bar | Hewlett Packard | Primary | 11 | -2.5562 | 51.5014 | System Transformation | Headroom (MW) | N/A | 11.94 | 11.95 | 11.89 | 11.81 | 11.72 | 11.63 | 11.54 | 11.44 | 11.36 | 11.28 | 11.18 | 11.09 | 11.01 | 10.92 | 10.85 | 10.53 | 10.15 | 9.75
Iron Acton 132kV | Lockleaze 33kV K Bar | Hewlett Packard | Primary | 11 | -2.5562 | 51.5014 | WPD Best View | Headroom (MW) | N/A | 11.94 | 11.95 | 11.89 | 11.81 | 11.72 | 11.63 | 11.54 | 11.44 | 11.36 | 11.28 | 11.18 | 11.09 | 11.01 | 10.92 | 10.85 | 10.53 | 10.15 | 9.75
Iron Acton 132kV | Lockleaze 33kV K Bar | Lockleaze | Primary | 11 | -2.5692 | 51.4847 | Consumer Transformation | Headroom (MW) | Thermal | 12.165 | 12.115 | 12.015 | 11.905 | 11.405 | 10.955 | 10.505 | 10.085 | 9.675 | 9.285 | 8.875 | 8.485 | 8.095 | 7.685 | 7.255 | 4.415 | 0.765 | -3.215
Iron Acton 132kV | Lockleaze 33kV K Bar | Lockleaze | Primary | 11 | -2.5692 | 51.4847 | Leading the Way | Headroom (MW) | Thermal | 12.165 | 12.105 | 11.995 | 11.865 | 11.325 | 10.855 | 10.395 | 9.955 | 9.535 | 9.125 | 8.655 | 8.215 | 7.745 | 7.255 | 6.715 | 3.395 | -0.735 | -6.105
Iron Acton 132kV | Lockleaze 33kV K Bar | Lockleaze | Primary | 11 | -2.5692 | 51.4847 | Steady Progression | Headroom (MW) | N/A | 12.165 | 12.155 | 12.085 | 12.025 | 11.955 | 11.905 | 11.845 | 11.795 | 11.745 | 11.695 | 11.635 | 11.585 | 11.535 | 11.485 | 11.425 | 11.175 | 10.685 | 9.815
Iron Acton 132kV | Lockleaze 33kV K Bar | Lockleaze | Primary | 11 | -2.5692 | 51.4847 | System Transformation | Headroom (MW) | N/A | 12.165 | 12.135 | 12.055 | 11.965 | 11.865 | 11.755 | 11.505 | 11.285 | 11.055 | 10.845 | 10.615 | 10.425 | 10.235 | 10.065 | 9.895 | 8.935 | 7.145 | 5.395
Iron Acton 132kV | Lockleaze 33kV K Bar | Lockleaze | Primary | 11 | -2.5692 | 51.4847 | WPD Best View | Headroom (MW) | Thermal | 12.165 | 12.105 | 11.995 | 11.875 | 11.325 | 10.865 | 10.395 | 9.965 | 9.545 | 9.145 | 8.685 | 8.255 | 7.805 | 7.315 | 6.775 | 3.445 | -0.685 | -6.055
Iron Acton 132kV | Lockleaze 33kV K Bar | Mangotsfield | Primary | 11 | -2.4943 | 51.4861 | Consumer Transformation | Headroom (MW) | Thermal | 9.28 | 9.08 | 8.76 | 8.37 | 7.54 | 6.86 | 6.21 | 5.61 | 5.04 | 4.51 | 3.95 | 3.4 | 2.83 | 2.24 | 1.62 | -2.51 | -7.86 | -13.71
Iron Acton 132kV | Lockleaze 33kV K Bar | Mangotsfield | Primary | 11 | -2.4943 | 51.4861 | Leading the Way | Headroom (MW) | Thermal | 9.28 | 9.05 | 8.72 | 8.31 | 7.39 | 6.68 | 6 | 5.39 | 4.81 | 4.27 | 3.64 | 3.02 | 2.35 | 1.62 | 0.83 | -4.07 | -10.12 | -18.01
Iron Acton 132kV | Lockleaze 33kV K Bar | Mangotsfield | Primary | 11 | -2.4943 | 51.4861 | Steady Progression | Headroom (MW) | N/A | 9.28 | 9.25 | 9.17 | 9.08 | 8.98 | 8.86 | 8.74 | 8.62 | 8.51 | 8.39 | 8.27 | 8.17 | 8.08 | 8.02 | 7.95 | 7.75 | 6.9 | 5.72
Iron Acton 132kV | Lockleaze 33kV K Bar | Mangotsfield | Primary | 11 | -2.4943 | 51.4861 | System Transformation | Headroom (MW) | Thermal | 9.28 | 9.17 | 8.99 | 8.79 | 8.45 | 8.15 | 7.82 | 7.51 | 7.22 | 6.94 | 6.66 | 6.4 | 6.14 | 5.91 | 5.68 | 4.33 | 1.74 | -0.71
Iron Acton 132kV | Lockleaze 33kV K Bar | Mangotsfield | Primary | 11 | -2.4943 | 51.4861 | WPD Best View | Headroom (MW) | Thermal | 9.28 | 9.17 | 8.99 | 8.79 | 8.45 | 8.15 | 7.82 | 7.51 | 7.22 | 6.94 | 6.66 | 6.4 | 6.14 | 5.91 | 5.68 | 4.33 | 1.74 | -0.71
Iron Acton 132kV | Lockleaze 33kV K Bar | Winterbourne | Primary | 11 | -2.5135 | 51.5243 | Consumer Transformation | Headroom (MW) | Thermal | 9.37 | 9.21 | 8.95 | 8.61 | 8.02 | 7.85 | 7.64 | 7.36 | 6.94 | 6.5 | 6.08 | 5.67 | 5.24 | 4.79 | 4.32 | 1.38 | -2.73 | -7.24
Iron Acton 132kV | Lockleaze 33kV K Bar | Winterbourne | Primary | 11 | -2.5135 | 51.5243 | Leading the Way | Headroom (MW) | Thermal | 9.37 | 9.19 | 8.92 | 8.55 | 7.93 | 7.97 | 7.86 | 7.68 | 7.24 | 6.75 | 6.27 | 5.8 | 5.27 | 4.72 | 4.14 | 0.49 | -4.13 | -10.2
Iron Acton 132kV | Lockleaze 33kV K Bar | Winterbourne | Primary | 11 | -2.5135 | 51.5243 | Steady Progression | Headroom (MW) | N/A | 9.37 | 9.35 | 9.29 | 9.23 | 9.26 | 9.51 | 9.65 | 9.77 | 9.81 | 9.84 | 9.85 | 9.88 | 9.91 | 9.94 | 9.97 | 10.27 | 9.65 | 8.64
Iron Acton 132kV | Lockleaze 33kV K Bar | Winterbourne | Primary | 11 | -2.5135 | 51.5243 | System Transformation | Headroom (MW) | N/A | 9.37 | 9.29 | 9.14 | 8.98 | 8.81 | 8.98 | 9.05 | 9.06 | 8.91 | 8.74 | 8.57 | 8.42 | 8.27 | 8.12 | 7.98 | 7.18 | 5.17 | 3.25
Iron Acton 132kV | Lockleaze 33kV K Bar | Winterbourne | Primary | 11 | -2.5135 | 51.5243 | WPD Best View | Headroom (MW) | N/A | 9.37 | 9.29 | 9.14 | 8.98 | 8.81 | 8.98 | 9.05 | 9.06 | 8.91 | 8.74 | 8.57 | 8.42 | 8.27 | 8.12 | 7.98 | 7.18 | 5.17 | 3.25
Iron Acton 132kV | Seabank 33kV | Western Approach | Primary | 11 | -2.6503 | 51.5488 | Consumer Transformation | Headroom (MW) | N/A | 5.94 | 5.91 | 5.89 | 5.8 | 5.69 | 5.65 | 5.74 | 5.77 | 5.86 | 5.97 | 6 | 6.05 | 6.13 | 6.21 | 6.28 | 6.02 | 3.03 | 1.04
Iron Acton 132kV | Seabank 33kV | Western Approach | Primary | 11 | -2.6503 | 51.5488 | Leading the Way | Headroom (MW) | N/A | 5.94 | 5.91 | 5.89 | 5.8 | 5.69 | 5.68 | 5.87 | 6.05 | 6.25 | 6.46 | 6.62 | 6.8 | 6.97 | 7.14 | 7.3 | 7.15 | 3.83 | 1.4
Iron Acton 132kV | Seabank 33kV | Western Approach | Primary | 11 | -2.6503 | 51.5488 | Steady Progression | Headroom (MW) | N/A | 5.94 | 5.93 | 5.93 | 5.81 | 5.79 | 5.81 | 5.92 | 6.02 | 6.14 | 6.24 | 6.39 | 6.55 | 6.8 | 7.07 | 7.36 | 8.72 | 8.37 | 7.73
Iron Acton 132kV | Seabank 33kV | Western Approach | Primary | 11 | -2.6503 | 51.5488 | System Transformation | Headroom (MW) | N/A | 5.94 | 5.92 | 5.92 | 5.85 | 5.74 | 5.75 | 5.94 | 6.09 | 6.23 | 6.41 | 6.57 | 6.76 | 6.97 | 7.21 | 7.46 | 8.39 | 6.87 | 5.82
Iron Acton 132kV | Seabank 33kV | Western Approach | Primary | 11 | -2.6503 | 51.5488 | WPD Best View | Headroom (MW) | N/A | 5.94 | 5.92 | 5.92 | 5.85 | 5.74 | 5.75 | 5.94 | 6.09 | 6.23 | 6.41 | 6.57 | 6.76 | 6.97 | 7.21 | 7.46 | 8.39 | 6.87 | 5.82
Iron Acton 132kV | St PAULS 132kV | St Pauls Bsp 11kv | Primary | 11 | -2.5829 | 51.459 | Consumer Transformation | Headroom (MW) | N/A | 26.3561 | 26.254 | 26.1553 | 26.0233 | 25.5536 | 25.0916 | 24.6267 | 24.1654 | 23.7061 | 23.2572 | 22.7702 | 22.281 | 21.7877 | 21.2888 | 20.7865 | 18.1969 | 15.4746 | 12.7454
Iron Acton 132kV | St PAULS 132kV | St Pauls Bsp 11kv | Primary | 11 | -2.5829 | 51.459 | Leading the Way | Headroom (MW) | N/A | 29.9 | 29.79 | 30.26 | 30.24 | 29.75 | 29.6 | 29.65 | 29.88 | 29.4133 | 28.8477 | 28.2244 | 27.595 | 26.9561 | 26.2965 | 25.6291 | 22.2084 | 18.56 | 11.2
Iron Acton 132kV | St PAULS 132kV | St Pauls Bsp 11kv | Primary | 11 | -2.5829 | 51.459 | Steady Progression | Headroom (MW) | N/A | 16.7059 | 16.6852 | 16.6808 | 16.6764 | 16.668 | 16.6385 | 16.6019 | 16.5601 | 16.5183 | 16.4663 | 16.4148 | 16.3632 | 16.3126 | 16.262 | 16.21 | 15.9356 | 15.6388 | 15.3375
Iron Acton 132kV | St PAULS 132kV | St Pauls Bsp 11kv | Primary | 11 | -2.5829 | 51.459 | System Transformation | Headroom (MW) | N/A | 22.1257 | 22.0767 | 22.0423 | 22.0003 | 21.8784 | 21.7279 | 21.5436 | 21.361 | 21.179 | 21.0029 | 20.8098 | 20.6161 | 20.4202 | 20.2218 | 20.0212 | 18.9841 | 17.9103 | 16.8364
Iron Acton 132kV | St PAULS 132kV | St Pauls Bsp 11kv | Primary | 11 | -2.5829 | 51.459 | WPD Best View | Headroom (MW) | N/A | 22.8249 | 22.7364 | 22.651 | 22.5366 | 22.1293 | 21.7249 | 21.3139 | 20.9066 | 20.4992 | 20.1051 | 19.6706 | 19.232 | 18.7867 | 18.327 | 17.8619 | 15.4778 | 13.0108 | 10.5335
Melksham | Bath (Dolemeads) 33kV | Batheaston | Primary | 11 | -2.3386 | 51.3973 | Consumer Transformation | Headroom (MW) | Thermal | 12.37 | 12.32 | 12.22 | 12.1 | 11.65 | 11.16 | 10.71 | 10.29 | 9.89 | 9.53 | 9.15 | 8.77 | 8.4 | 8 | 7.59 | 4.81 | 1.23 | -2.68
Melksham | Bath (Dolemeads) 33kV | Batheaston | Primary | 11 | -2.3386 | 51.3973 | Leading the Way | Headroom (MW) | Thermal | 12.37 | 12.31 | 12.19 | 12.06 | 11.56 | 11.06 | 10.59 | 10.17 | 9.78 | 9.42 | 8.99 | 8.57 | 8.14 | 7.66 | 7.14 | 3.87 | -0.15 | -5.45
Melksham | Bath (Dolemeads) 33kV | Batheaston | Primary | 11 | -2.3386 | 51.3973 | Steady Progression | Headroom (MW) | N/A | 8.6273 | 8.6195 | 8.6154 | 8.6117 | 8.6074 | 8.5905 | 8.5706 | 8.5479 | 8.5252 | 8.4962 | 8.4685 | 8.4411 | 8.4144 | 8.3876 | 8.3599 | 8.2108 | 8.0467 | 7.8799
Melksham | Bath (Dolemeads) 33kV | Batheaston | Primary | 11 | -2.3386 | 51.3973 | System Transformation | Headroom (MW) | N/A | 12.3283 | 12.2963 | 12.26 | 12.18 | 12.06 | 12 | 11.83 | 11.61 | 11.4 | 11.22 | 11.02 | 10.84 | 10.68 | 10.52 | 10.38 | 9.53 | 7.82 | 6.18
Melksham | Bath (Dolemeads) 33kV | Batheaston | Primary | 11 | -2.3386 | 51.3973 | WPD Best View | Headroom (MW) | Thermal | 12.37 | 12.32 | 12.22 | 12.1 | 11.65 | 11.17 | 10.72 | 10.3 | 9.9 | 9.55 | 9.16 | 8.79 | 8.42 | 8.02 | 7.61 | 4.85 | 1.28 | -2.62
Melksham | Bath (Dolemeads) 33kV | Combe Park | Primary | 6.6 | -2.3886 | 51.3933 | Consumer Transformation | Headroom (MW) | N/A | 8.89 | 8.86 | 8.81 | 8.75 | 8.46 | 8.23 | 7.87 | 7.53 | 7.31 | 7.07 | 6.83 | 6.61 | 6.4 | 6.18 | 5.95 | 4.39 | 2.62 | 1.09
Melksham | Bath (Dolemeads) 33kV | Combe Park | Primary | 6.6 | -2.3886 | 51.3933 | Leading the Way | Headroom (MW) | Thermal | 8.89 | 8.85 | 8.79 | 8.72 | 8.4 | 8.17 | 7.91 | 7.65 | 7.43 | 7.23 | 6.99 | 6.76 | 6.51 | 6.24 | 5.95 | 4.31 | 4.05 | -1.81
Melksham | Bath (Dolemeads) 33kV | Combe Park | Primary | 6.6 | -2.3886 | 51.3933 | Steady Progression | Headroom (MW) | N/A | 8.89 | 8.88 | 8.85 | 8.82 | 8.77 | 8.76 | 8.57 | 8.39 | 8.22 | 8.05 | 7.9 | 7.77 | 7.69 | 7.63 | 7.58 | 7.45 | 7.22 | 6.77
Melksham | Bath (Dolemeads) 33kV | Combe Park | Primary | 6.6 | -2.3886 | 51.3933 | System Transformation | Headroom (MW) | N/A | 8.89 | 8.87 | 8.83 | 8.78 | 8.71 | 8.69 | 8.46 | 8.23 | 8.03 | 7.87 | 7.73 | 7.62 | 7.52 | 7.43 | 7.34 | 6.82 | 8.02 | 5.07
Melksham | Bath (Dolemeads) 33kV | Combe Park | Primary | 6.6 | -2.3886 | 51.3933 | WPD Best View | Headroom (MW) | N/A | 8.89 | 8.86 | 8.81 | 8.75 | 8.46 | 8.23 | 7.87 | 7.53 | 7.31 | 7.07 | 6.83 | 6.61 | 6.4 | 6.18 | 5.95 | 4.39 | 2.62 | 1.09
Melksham | Bath (Dolemeads) 33kV | Dorchester St - New | Primary | 6.6 | -2.3581 | 51.3782 | Consumer Transformation | Headroom (MW) | Thermal | 15.525 | 15.465 | 15.325 | 15.075 | 14.265 | 13.675 | 13.295 | 12.895 | 12.375 | 11.915 | 11.415 | 10.915 | 10.425 | 9.905 | 9.385 | 6.095 | 2.355 | -1.485
Melksham | Bath (Dolemeads) 33kV | Dorchester St - New | Primary | 6.6 | -2.3581 | 51.3782 | Leading the Way | Headroom (MW) | Thermal | 15.525 | 15.435 | 15.285 | 15.015 | 14.075 | 13.455 | 13.135 | 12.815 | 12.275 | 11.795 | 11.265 | 10.725 | 10.185 | 9.635 | 9.055 | 5.575 | 1.505 | -3.185
Melksham | Bath (Dolemeads) 33kV | Dorchester St - New | Primary | 6.6 | -2.3581 | 51.3782 | Steady Progression | Headroom (MW) | N/A | 15.525 | 15.505 | 15.395 | 15.275 | 15.105 | 14.995 | 14.985 | 14.985 | 14.885 | 14.775 | 14.665 | 14.565 | 14.465 | 14.385 | 14.305 | 14.005 | 13.265 | 12.225
Melksham | Bath (Dolemeads) 33kV | Dorchester St - New | Primary | 6.6 | -2.3581 | 51.3782 | System Transformation | Headroom (MW) | N/A | 15.525 | 15.485 | 15.355 | 15.235 | 14.845 | 14.545 | 14.415 | 14.275 | 13.995 | 13.745 | 13.485 | 13.225 | 12.975 | 12.735 | 12.495 | 11.295 | 9.365 | 7.465
Melksham | Bath (Dolemeads) 33kV | Dorchester St - New | Primary | 6.6 | -2.3581 | 51.3782 | WPD Best View | Headroom (MW) | Thermal | 15.525 | 15.465 | 15.325 | 15.075 | 14.275 | 13.685 | 13.305 | 12.915 | 12.405 | 11.945 | 11.445 | 10.955 | 10.465 | 9.955 | 9.435 | 6.185 | 2.465 | -1.355
Melksham | Bath (Dolemeads) 33kV | Entry Hill | Primary | 6.6 | -2.3643 | 51.3609 | Consumer Transformation | Headroom (MW) | Thermal | 11.31 | 11.28 | 11.22 | 11.14 | 10.77 | 10.4 | 10.08 | 9.76 | 9.45 | 9.13 | 8.83 | 8.54 | 8.24 | 7.93 | 7.61 | 5.47 | 2.73 | -0.27
Melksham | Bath (Dolemeads) 33kV | Entry Hill | Primary | 6.6 | -2.3643 | 51.3609 | Leading the Way | Headroom (MW) | Thermal | 11.31 | 11.27 | 11.2 | 11.11 | 10.69 | 10.32 | 9.98 | 9.66 | 9.36 | 9.02 | 8.69 | 8.35 | 8.01 | 7.64 | 7.24 | 4.76 | 1.68 | -2.36
Melksham | Bath (Dolemeads) 33kV | Entry Hill | Primary | 6.6 | -2.3643 | 51.3609 | Steady Progression | Headroom (MW) | N/A | 11.31 | 11.31 | 11.28 | 11.24 | 11.19 | 11.16 | 11.13 | 11.1 | 11.07 | 11.04 | 11 | 10.97 | 10.93 | 10.9 | 10.86 | 10.7 | 10.38 | 9.77
Melksham | Bath (Dolemeads) 33kV | Entry Hill | Primary | 6.6 | -2.3643 | 51.3609 | System Transformation | Headroom (MW) | N/A | 11.31 | 11.3 | 11.25 | 11.19 | 11.11 | 11.07 | 10.93 | 10.76 | 10.61 | 10.43 | 10.28 | 10.14 | 10.01 | 9.88 | 9.76 | 9.07 | 7.75 | 6.49
Melksham | Bath (Dolemeads) 33kV | Entry Hill | Primary | 6.6 | -2.3643 | 51.3609 | WPD Best View | Headroom (MW) | Thermal | 11.31 | 11.28 | 11.22 | 11.14 | 10.77 | 10.41 | 10.08 | 9.76 | 9.46 | 9.14 | 8.84 | 8.54 | 8.25 | 7.94 | 7.62 | 5.48 | 2.74 | -0.25
Melksham | Bath (Dolemeads) 33kV | Oldfield Park | Primary | 6.6 | -2.3791 | 51.3743 | Consumer Transformation | Headroom (MW) | Thermal | 6.79 | 6.76 | 6.7 | 6.63 | 6.32 | 5.99 | 5.7 | 5.41 | 5.15 | 4.91 | 4.65 | 4.41 | 4.16 | 3.89 | 3.61 | 1.62 | -1.02 | -3.91
Melksham | Bath (Dolemeads) 33kV | Oldfield Park | Primary | 6.6 | -2.3791 | 51.3743 | Leading the Way | Headroom (MW) | Thermal | 6.79 | 6.75 | 6.68 | 6.6 | 6.25 | 5.91 | 5.6 | 5.31 | 5.05 | 4.8 | 4.51 | 4.23 | 3.93 | 3.59 | 3.22 | 0.84 | -2.15 | -6.06
Melksham | Bath (Dolemeads) 33kV | Oldfield Park | Primary | 6.6 | -2.3791 | 51.3743 | Steady Progression | Headroom (MW) | N/A | 6.79 | 6.78 | 6.75 | 6.72 | 6.67 | 6.64 | 6.61 | 6.58 | 6.55 | 6.52 | 6.49 | 6.46 | 6.42 | 6.39 | 6.36 | 6.22 | 6.54 | 5.99
Melksham | Bath (Dolemeads) 33kV | Oldfield Park | Primary | 6.6 | -2.3791 | 51.3743 | System Transformation | Headroom (MW) | N/A | 6.79 | 6.77 | 6.72 | 6.68 | 6.6 | 6.56 | 6.44 | 6.29 | 6.16 | 6.03 | 5.9 | 5.79 | 5.68 | 5.58 | 5.48 | 4.88 | 3.6 | 2.38
Melksham | Bath (Dolemeads) 33kV | Oldfield Park | Primary | 6.6 | -2.3791 | 51.3743 | WPD Best View | Headroom (MW) | Thermal | 6.79 | 6.76 | 6.7 | 6.63 | 6.32 | 5.99 | 5.7 | 5.41 | 5.15 | 4.91 | 4.65 | 4.41 | 4.16 | 3.89 | 3.61 | 1.62 | -1.02 | -3.91
Melksham | Bath (Dolemeads) 33kV | Park Street | Primary | 6.6 | -2.3677 | 51.3902 | Consumer Transformation | Headroom (MW) | Thermal | 7.89 | 7.86 | 7.79 | 7.73 | 7.58 | 7.41 | 7.14 | 6.88 | 6.63 | 6.42 | 6.18 | 5.96 | 5.73 | 5.49 | 5.25 | 3.58 | 1.6 | -0.52
Melksham | Bath (Dolemeads) 33kV | Park Street | Primary | 6.6 | -2.3677 | 51.3902 | Leading the Way | Headroom (MW) | Thermal | 7.89 | 7.84 | 7.78 | 7.7 | 7.5 | 7.32 | 7.04 | 6.76 | 6.51 | 6.29 | 6.04 | 5.79 | 5.53 | 5.26 | 4.97 | 3.16 | 0.96 | -1.79
Melksham | Bath (Dolemeads) 33kV | Park Street | Primary | 6.6 | -2.3677 | 51.3902 | Steady Progression | Headroom (MW) | N/A | 7.89 | 7.88 | 7.84 | 7.8 | 7.73 | 7.69 | 7.66 | 7.62 | 7.58 | 7.55 | 7.51 | 7.47 | 7.44 | 7.4 | 7.36 | 7.2 | 6.98 | 6.74
Melksham | Bath (Dolemeads) 33kV | Park Street | Primary | 6.6 | -2.3677 | 51.3902 | System Transformation | Headroom (MW) | N/A | 7.89 | 7.87 | 7.81 | 7.76 | 7.66 | 7.61 | 7.57 | 7.53 | 7.44 | 7.32 | 7.2 | 7.08 | 6.97 | 6.87 | 6.77 | 6.23 | 5.27 | 4.33
Melksham | Bath (Dolemeads) 33kV | Park Street | Primary | 6.6 | -2.3677 | 51.3902 | WPD Best View | Headroom (MW) | Thermal | 7.89 | 7.86 | 7.79 | 7.73 | 7.58 | 7.41 | 7.14 | 6.88 | 6.63 | 6.42 | 6.18 | 5.96 | 5.73 | 5.49 | 5.25 | 3.58 | 1.6 | -0.52
Melksham | Bath (Dolemeads) 33kV | Twerton | Primary | 6.6 | -2.3964 | 51.3816 | Consumer Transformation | Headroom (MW) | Thermal | 7 | 6.97 | 6.92 | 6.86 | 6.65 | 6.4 | 6.16 | 5.98 | 5.78 | 5.58 | 5.37 | 5.17 | 4.97 | 4.74 | 4.51 | 2.91 | 0.8 | -1.48
Melksham | Bath (Dolemeads) 33kV | Twerton | Primary | 6.6 | -2.3964 | 51.3816 | Leading the Way | Headroom (MW) | Thermal | 7 | 6.96 | 6.9 | 6.83 | 6.57 | 6.31 | 6.06 | 5.91 | 5.69 | 5.48 | 5.25 | 5.01 | 4.77 | 4.49 | 4.19 | 2.31 | -0.07 | -3.11
Melksham | Bath (Dolemeads) 33kV | Twerton | Primary | 6.6 | -2.3964 | 51.3816 | Steady Progression | Headroom (MW) | N/A | 7 | 6.99 | 6.96 | 6.92 | 6.87 | 6.84 | 6.81 | 6.79 | 6.77 | 6.74 | 6.71 | 6.68 | 6.65 | 6.62 | 6.6 | 6.47 | 6.27 | 5.81
Melksham | Bath (Dolemeads) 33kV | Twerton | Primary | 6.6 | -2.3964 | 51.3816 | System Transformation | Headroom (MW) | N/A | 7 | 6.98 | 6.94 | 6.89 | 6.81 | 6.77 | 6.71 | 6.63 | 6.52 | 6.41 | 6.31 | 6.21 | 6.12 | 6.03 | 5.94 | 5.42 | 4.37 | 3.37
Melksham | Bath (Dolemeads) 33kV | Twerton | Primary | 6.6 | -2.3964 | 51.3816 | WPD Best View | Headroom (MW) | Thermal | 7 | 6.97 | 6.92 | 6.86 | 6.65 | 6.4 | 6.16 | 5.98 | 5.78 | 5.58 | 5.37 | 5.17 | 4.97 | 4.74 | 4.51 | 2.91 | 0.8 | -1.48
Seabank 132kV | Avonmouth 33kV | Avonmouth | Primary | 11 | -2.6969 | 51.505 | Consumer Transformation | Headroom (MW) | Thermal | 6.79 | 6.66 | 6.77 | 6.97 | 6.56 | 6.42 | 6.04 | 5.65 | 5.28 | 4.93 | 4.55 | 4.16 | 3.76 | 3.34 | 2.91 | -0.79 | -4.51 | -8.43
Seabank 132kV | Avonmouth 33kV | Avonmouth | Primary | 11 | -2.6969 | 51.505 | Leading the Way | Headroom (MW) | Thermal | 6.79 | 6.63 | 6.79 | 7.1 | 6.68 | 6.63 | 6.16 | 5.69 | 5.23 | 4.8 | 4.34 | 3.89 | 3.41 | 2.89 | 2.32 | -2.29 | -6.4 | -11.44
Seabank 132kV | Avonmouth 33kV | Avonmouth | Primary | 11 | -2.6969 | 51.505 | Steady Progression | Headroom (MW) | N/A | 6.79 | 6.75 | 7.02 | 7.3 | 7.53 | 7.66 | 7.61 | 7.56 | 7.51 | 7.43 | 7.36 | 7.29 | 7.2 | 7.1 | 7 | 6.57 | 18.2 | 17.2
Seabank 132kV | Avonmouth 33kV | Avonmouth | Primary | 11 | -2.6969 | 51.505 | System Transformation | Headroom (MW) | N/A | 6.79 | 6.71 | 6.98 | 7.17 | 7.3 | 7.37 | 7.18 | 6.98 | 6.79 | 6.6 | 6.39 | 6.18 | 5.98 | 5.78 | 5.59 | 3.82 | 1.9 | 12.35
Seabank 132kV | Avonmouth 33kV | Avonmouth | Primary | 11 | -2.6969 | 51.505 | WPD Best View | Headroom (MW) | Thermal | 6.79 | 6.64 | 6.75 | 6.96 | 6.48 | 6.35 | 5.95 | 5.54 | 5.14 | 4.76 | 4.34 | 3.91 | 3.46 | 2.98 | 2.46 | -1.99 | -5.98 | -10.86
Seabank 132kV | Avonmouth 33kV | Cairns Road | Primary | 11 | -2.6036 | 51.4785 | Consumer Transformation | Headroom (MW) | Thermal | 17.48 | 17.36 | 17.1 | 16.77 | 14.97 | 13.45 | 11.94 | 10.48 | 9.07 | 7.74 | 6.23 | 4.7 | 3.16 | 1.57 | -0.08 | -9.88 | -21.43 | -33.98
Seabank 132kV | Avonmouth 33kV | Cairns Road | Primary | 11 | -2.6036 | 51.4785 | Leading the Way | Headroom (MW) | Thermal | 17.48 | 17.33 | 17.03 | 16.65 | 14.74 | 13.16 | 11.6 | 10.11 | 8.66 | 7.27 | 5.56 | 3.81 | 2.03 | 0.15 | -1.82 | -12.91 | -25.89 | -42.81
Seabank 132kV | Avonmouth 33kV | Cairns Road | Primary | 11 | -2.6036 | 51.4785 | Steady Progression | Headroom (MW) | N/A | 17.48 | 17.47 | 17.34 | 17.22 | 17.09 | 17 | 16.9 | 16.79 | 16.69 | 16.58 | 16.47 | 16.37 | 16.26 | 16.15 | 16.03 | 15.31 | 13.41 | 10.77
Seabank 132kV | Avonmouth 33kV | Cairns Road | Primary | 11 | -2.6036 | 51.4785 | System Transformation | Headroom (MW) | Thermal | 17.48 | 17.42 | 17.22 | 17.02 | 16.79 | 16.39 | 15.63 | 14.89 | 14.18 | 13.49 | 12.7 | 11.93 | 11.19 | 10.48 | 9.78 | 6.29 | 0.7 | -4.61
Seabank 132kV | Avonmouth 33kV | Cairns Road | Primary | 11 | -2.6036 | 51.4785 | WPD Best View | Headroom (MW) | Thermal | 17.48 | 17.32 | 17.02 | 16.67 | 14.79 | 13.26 | 11.76 | 10.38 | 9.08 | 7.84 | 6.3 | 4.73 | 3.1 | 1.33 | -0.59 | -11.79 | -24.79 | -41.7
Seabank 132kV | Avonmouth 33kV | Kingsweston | Primary | 11 | -2.6838 | 51.5112 | Consumer Transformation | Headroom (MW) | N/A | 3.94 | 4.22 | 1.3 | 1.81 | 2.48 | 2.99 | 3.18 | 3.32 | 3.47 | 3.61 | 3.76 | 3.87 | 4 | 4.13 | 4.16 | 2.04 | 8.54 | 7.85
Seabank 132kV | Avonmouth 33kV | Kingsweston | Primary | 11 | -2.6838 | 51.5112 | Leading the Way | Headroom (MW) | N/A | 3.94 | 4.25 | 1.41 | 2.05 | 2.86 | 3.56 | 3.71 | 3.79 | 3.87 | 3.94 | 4.09 | 4.25 | 4.37 | 6.14 | 6.09 | 2.9 | 6.85 | 6.17
Seabank 132kV | Avonmouth 33kV | Kingsweston | Primary | 11 | -2.6838 | 51.5112 | Steady Progression | Headroom (MW) | N/A | 3.94 | 4.2 | 4.68 | 1.63 | 2.25 | 2.68 | 2.86 | 3.05 | 3.22 | 3.37 | 3.54 | 3.69 | 3.88 | 4.03 | 4.07 | 5.85 | 3.59 | 2.99
Seabank 132kV | Avonmouth 33kV | Kingsweston | Primary | 11 | -2.6838 | 51.5112 | System Transformation | Headroom (MW) | N/A | 3.94 | 4.23 | 4.79 | 1.81 | 2.51 | 3.03 | 3.23 | 3.39 | 3.56 | 3.71 | 3.87 | 3.99 | 4.12 | 4.26 | 4.29 | 4.2 | 11.18 | 10.54
Seabank 132kV | Avonmouth 33kV | Kingsweston | Primary | 11 | -2.6838 | 51.5112 | WPD Best View | Headroom (MW) | N/A | 3.94 | 4.21 | 1.29 | 1.79 | 2.41 | 2.89 | 3.06 | 3.17 | 3.28 | 3.38 | 3.52 | 3.62 | 3.72 | 5.48 | 5.49 | 2.58 | 6.61 | 5.95
Seabank 132kV | Avonmouth 33kV | Stoke Bishop | Primary | 11 | -2.6322 | 51.4833 | Consumer Transformation | Headroom (MW) | Thermal | 11.66 | 11.61 | 11.43 | 11.14 | 10.58 | 10.1 | 9.65 | 9.22 | 8.82 | 8.45 | 8.06 | 7.67 | 7.27 | 6.85 | 6.42 | 3.67 | 0.11 | -3.8
Seabank 132kV | Avonmouth 33kV | Stoke Bishop | Primary | 11 | -2.6322 | 51.4833 | Leading the Way | Headroom (MW) | Thermal | 11.66 | 11.6 | 11.4 | 11.1 | 10.51 | 10.02 | 9.55 | 9.12 | 8.72 | 8.34 | 7.9 | 7.46 | 7 | 6.5 | 5.96 | 2.68 | -1.32 | -6.62
Seabank 132kV | Avonmouth 33kV | Stoke Bishop | Primary | 11 | -2.6322 | 51.4833 | Steady Progression | Headroom (MW) | N/A | 11.66 | 11.65 | 11.6 | 11.55 | 11.5 | 11.46 | 11.42 | 11.36 | 11.28 | 11.2 | 11.12 | 11.06 | 11 | 10.95 | 10.92 | 10.7 | 10.12 | 9.33
Seabank 132kV | Avonmouth 33kV | Stoke Bishop | Primary | 11 | -2.6322 | 51.4833 | System Transformation | Headroom (MW) | N/A | 11.66 | 11.63 | 11.56 | 11.45 | 11.23 | 11.03 | 10.79 | 10.58 | 10.38 | 10.19 | 9.99 | 9.8 | 9.63 | 9.46 | 9.3 | 8.38 | 6.67 | 5.09
Seabank 132kV | Avonmouth 33kV | Stoke Bishop | Primary | 11 | -2.6322 | 51.4833 | WPD Best View | Headroom (MW) | Thermal | 11.66 | 11.6 | 11.4 | 11.1 | 10.51 | 10.02 | 9.55 | 9.12 | 8.72 | 8.34 | 7.9 | 7.46 | 7 | 6.5 | 5.96 | 2.68 | -1.32 | -6.62
Seabank 132kV | Portishead 33kV | Clevedon | Primary | 11 | -2.8471 | 51.4279 | Consumer Transformation | Headroom (MW) | Thermal | 9.96 | 9.78 | 9.51 | 9.17 | 8.4 | 7.68 | 7.02 | 6.27 | 5.51 | 4.72 | 3.87 | 2.97 | 2.04 | 1.13 | 0.1 | -4.26 | -9.67 | -15.68
Seabank 132kV | Portishead 33kV | Clevedon | Primary | 11 | -2.8471 | 51.4279 | Leading the Way | Headroom (MW) | Thermal | 9.96 | 9.75 | 9.47 | 9.12 | 8.24 | 7.61 | 7.03 | 6.2 | 5.4 | 4.63 | 3.83 | 2.98 | 1.77 | 0.54 | -0.76 | -6.02 | -12.26 | -19.08
Seabank 132kV | Portishead 33kV | Clevedon | Primary | 11 | -2.8471 | 51.4279 | Steady Progression | Headroom (MW) | N/A | 9.96 | 9.93 | 9.83 | 9.73 | 9.61 | 9.48 | 9.37 | 9.19 | 9.03 | 8.84 | 8.65 | 8.45 | 8.11 | 7.79 | 7.4 | 6.81 | 5.88 | 4.44
Seabank 132kV | Portishead 33kV | Clevedon | Primary | 11 | -2.8471 | 51.4279 | System Transformation | Headroom (MW) | Thermal | 9.96 | 9.86 | 9.69 | 9.5 | 9.17 | 8.78 | 8.39 | 7.9 | 7.37 | 6.82 | 6.21 | 5.56 | 4.9 | 4.3 | 3.61 | 1.78 | -1.21 | -4.32
Seabank 132kV | Portishead 33kV | Clevedon | Primary | 11 | -2.8471 | 51.4279 | WPD Best View | Headroom (MW) | Thermal | 9.96 | 9.86 | 9.69 | 9.5 | 9.17 | 8.78 | 8.39 | 7.9 | 7.37 | 6.82 | 6.21 | 5.56 | 4.9 | 4.3 | 3.61 | 1.78 | -1.21 | -4.32
Seabank 132kV | Portishead 33kV | Easton-In-Gordano | Primary | 11 | -2.6921 | 51.4713 | Consumer Transformation | Headroom (MW) | Thermal | 3.075 | 3.025 | 2.955 | 2.875 | 2.695 | 2.545 | 2.395 | 2.265 | 2.135 | 2.015 | 1.905 | 1.785 | 1.665 | 1.535 | 1.405 | 0.535 | -0.585 | -1.805
Seabank 132kV | Portishead 33kV | Easton-In-Gordano | Primary | 11 | -2.6921 | 51.4713 | Leading the Way | Headroom (MW) | Thermal | 3.075 | 3.025 | 2.945 | 2.855 | 2.665 | 2.505 | 2.355 | 2.215 | 2.095 | 1.975 | 1.845 | -2.675 | -2.805 | -2.945 | -3.105 | -4.105 | -5.365 | -7.025
Seabank 132kV | Portishead 33kV | Easton-In-Gordano | Primary | 11 | -2.6921 | 51.4713 | Steady Progression | Headroom (MW) | N/A | 3.075 | 3.065 | 3.045 | 3.025 | 3.005 | 2.975 | 2.945 | 2.915 | 2.895 | 2.865 | 2.835 | 2.815 | 2.785 | 2.775 | 2.755 | 2.735 | 2.625 | 2.375
Seabank 132kV | Portishead 33kV | Easton-In-Gordano | Primary | 11 | -2.6921 | 51.4713 | System Transformation | Headroom (MW) | N/A | 3.075 | 3.045 | 3.005 | 2.965 | 2.885 | 2.815 | 2.745 | 2.675 | 2.605 | 2.545 | 2.485 | 2.425 | 2.385 | 2.335 | 2.295 | 2.025 | 1.505 | 1.005
Seabank 132kV | Portishead 33kV | Easton-In-Gordano | Primary | 11 | -2.6921 | 51.4713 | WPD Best View | Headroom (MW) | N/A | 3.075 | 3.045 | 3.005 | 2.965 | 2.885 | 2.815 | 2.745 | 2.675 | 2.605 | 2.545 | 2.485 | 2.425 | 2.385 | 2.335 | 2.295 | 2.025 | 1.505 | 1.005
Seabank 132kV | Portishead 33kV | Gas Lane | Primary | 11 | -2.7661 | 51.4848 | Consumer Transformation | Headroom (MW) | Thermal | 10.45 | 10.33 | 10.14 | 9.9 | 9.4 | 9 | 8.61 | 8.25 | 7.91 | 7.59 | 7.26 | 6.93 | 6.6 | 6.26 | 5.89 | 3.52 | 0.47 | -2.84
Seabank 132kV | Portishead 33kV | Gas Lane | Primary | 11 | -2.7661 | 51.4848 | Leading the Way | Headroom (MW) | Thermal | 10.45 | 10.31 | 10.11 | 9.87 | 9.32 | 8.9 | 8.5 | 8.13 | 7.78 | 7.46 | 7.1 | 6.73 | 6.36 | 5.94 | 5.49 | 2.72 | -0.7 | -5.15
Seabank 132kV | Portishead 33kV | Gas Lane | Primary | 11 | -2.7661 | 51.4848 | Steady Progression | Headroom (MW) | N/A | 10.45 | 10.43 | 10.36 | 10.3 | 10.23 | 10.15 | 10.07 | 9.99 | 9.92 | 9.84 | 9.77 | 9.7 | 9.65 | 9.6 | 9.56 | 9.48 | 9.06 | 8.38
Seabank 132kV | Portishead 33kV | Gas Lane | Primary | 11 | -2.7661 | 51.4848 | System Transformation | Headroom (MW) | N/A | 10.45 | 10.38 | 10.27 | 10.14 | 9.93 | 9.75 | 9.54 | 9.35 | 9.17 | 9 | 8.83 | 8.67 | 8.53 | 8.39 | 8.26 | 7.49 | 6.03 | 4.63
Seabank 132kV | Portishead 33kV | Gas Lane | Primary | 11 | -2.7661 | 51.4848 | WPD Best View | Headroom (MW) | N/A | 10.45 | 10.38 | 10.27 | 10.14 | 9.93 | 9.75 | 9.54 | 9.35 | 9.17 | 9 | 8.83 | 8.67 | 8.53 | 8.39 | 8.26 | 7.49 | 6.03 | 4.63
Seabank 132kV | Portishead 33kV | Portishead Ashlands | Primary | 11 | -2.7457 | 51.4893 | Consumer Transformation | Headroom (MW) | Thermal | 10.77 | 10.75 | 10.71 | 10.67 | 10.61 | 10.37 | 10.14 | 9.88 | 9.56 | 9.24 | 8.89 | 8.54 | 8.19 | 7.84 | 7.48 | 5.06 | 2.18 | -1.07
Seabank 132kV | Portishead 33kV | Portishead Ashlands | Primary | 11 | -2.7457 | 51.4893 | Leading the Way | Headroom (MW) | Thermal | 10.77 | 10.75 | 10.7 | 10.65 | 10.58 | 10.24 | 9.92 | 9.56 | 9.14 | 8.72 | 8.23 | 7.73 | 7.24 | 6.73 | 6.21 | 3.13 | -0.53 | -5
Seabank 132kV | Portishead 33kV | Portishead Ashlands | Primary | 11 | -2.7457 | 51.4893 | Steady Progression | Headroom (MW) | N/A | 10.77 | 10.76 | 10.74 | 10.71 | 10.68 | 10.64 | 10.6 | 10.56 | 10.52 | 10.48 | 10.43 | 10.39 | 10.35 | 10.31 | 10.27 | 10.07 | 9.84 | 9.58
Seabank 132kV | Portishead 33kV | Portishead Ashlands | Primary | 11 | -2.7457 | 51.4893 | System Transformation | Headroom (MW) | N/A | 10.77 | 10.76 | 10.72 | 10.69 | 10.65 | 10.62 | 10.6 | 10.47 | 10.28 | 10.22 | 10.14 | 10.05 | 9.96 | 9.88 | 9.79 | 9.17 | 7.61 | 5.94
Seabank 132kV | Portishead 33kV | Portishead Ashlands | Primary | 11 | -2.7457 | 51.4893 | WPD Best View | Headroom (MW) | N/A | 10.77 | 10.76 | 10.72 | 10.69 | 10.65 | 10.62 | 10.6 | 10.47 | 10.28 | 10.22 | 10.14 | 10.05 | 9.96 | 9.88 | 9.79 | 9.17 | 7.61 | 5.94
Seabank 132kV | Portishead 33kV | Royal Portbury Dock | Primary | 11 | -2.723 | 51.491 | Consumer Transformation | Headroom (MW) | N/A | 10.25 | 10.24 | 10.19 | 10.14 | 10.07 | 10.02 | 9.96 | 8 | 7.95 | 7.89 | 7.84 | 7.8 | 7.75 | 7.7 | 7.66 | 7.38 | 7.16 | 6.91
Seabank 132kV | Portishead 33kV | Royal Portbury Dock | Primary | 11 | -2.723 | 51.491 | Leading the Way | Headroom (MW) | N/A | 10.25 | 10.24 | 10.19 | 10.13 | 10.06 | 10 | 9.94 | 7.97 | 7.91 | 7.84 | 7.79 | 7.75 | 7.7 | 7.65 | 7.6 | 7.36 | 7.13 | 6.89
Seabank 132kV | Portishead 33kV | Royal Portbury Dock | Primary | 11 | -2.723 | 51.491 | Steady Progression | Headroom (MW) | N/A | 10.25 | 10.24 | 10.19 | 10.14 | 10.09 | 10.04 | 9.99 | 9.94 | 9.89 | 9.84 | 9.8 | 9.75 | 9.71 | 9.67 | 9.62 | 9.42 | 9.23 | 9.06
Seabank 132kV | Portishead 33kV | Royal Portbury Dock | Primary | 11 | -2.723 | 51.491 | System Transformation | Headroom (MW) | N/A | 10.25 | 10.24 | 10.19 | 10.14 | 10.08 | 10.02 | 9.97 | 8.97 | 8.92 | 8.87 | 8.82 | 8.77 | 8.73 | 8.68 | 8.64 | 8.43 | 8.23 | 8.06
Seabank 132kV | Portishead 33kV | Royal Portbury Dock | Primary | 11 | -2.723 | 51.491 | WPD Best View | Headroom (MW) | N/A | 10.25 | 10.24 | 10.19 | 10.14 | 10.08 | 10.02 | 9.97 | 8.97 | 8.92 | 8.87 | 8.82 | 8.77 | 8.73 | 8.68 | 8.64 | 8.43 | 8.23 | 8.06
Seabank 132kV | Portishead 33kV | Weston-In-Gordano | Primary | 11 | -2.7961 | 51.4639 | Consumer Transformation | Headroom (MW) | Thermal | 3.67 | 3.59 | 3.48 | 3.34 | 3.08 | 2.86 | 2.65 | 2.45 | 2.26 | 2.08 | 1.89 | 1.71 | 1.53 | 1.34 | 1.15 | -0.09 | -1.7 | -3.47
Seabank 132kV | Portishead 33kV | Weston-In-Gordano | Primary | 11 | -2.7961 | 51.4639 | Leading the Way | Headroom (MW) | Thermal | 3.67 | 3.59 | 3.47 | 3.32 | 3.05 | 2.82 | 2.6 | 2.4 | 2.21 | 2.04 | 1.83 | 1.63 | 1.42 | 1.2 | 0.96 | -0.49 | -2.28 | -4.69
Seabank 132kV | Portishead 33kV | Weston-In-Gordano | Primary | 11 | -2.7961 | 51.4639 | Steady Progression | Headroom (MW) | N/A | 3.67 | 3.65 | 3.62 | 3.59 | 3.56 | 3.52 | 3.48 | 3.44 | 3.4 | 3.36 | 3.32 | 3.28 | 3.25 | 3.22 | 3.2 | 3.16 | 2.92 | 2.56
Seabank 132kV | Portishead 33kV | Weston-In-Gordano | Primary | 11 | -2.7961 | 51.4639 | System Transformation | Headroom (MW) | N/A | 3.67 | 3.63 | 3.56 | 3.49 | 3.39 | 3.29 | 3.18 | 3.08 | 2.98 | 2.9 | 2.8 | 2.72 | 2.64 | 2.56 | 2.49 | 2.09 | 1.33 | 0.63
Seabank 132kV | Portishead 33kV | Weston-In-Gordano | Primary | 11 | -2.7961 | 51.4639 | WPD Best View | Headroom (MW) | N/A | 3.67 | 3.63 | 3.56 | 3.49 | 3.39 | 3.29 | 3.18 | 3.08 | 2.98 | 2.9 | 2.8 | 2.72 | 2.64 | 2.56 | 2.49 | 2.09 | 1.33 | 0.63
Seabank 132kV | Radstock 33kV | Chewton Mendip | Primary | 11 | -2.5651 | 51.272 | Consumer Transformation | Headroom (MW) | Thermal | 3.08 | 3.01 | 2.96 | 2.9 | 2.86 | 2.55 | 2.28 | 1.85 | 1.33 | 0.73 | 0.03 | -0.77 | -1.61 | -2.37 | -3.3 | -5.17 | -7.14 | -9.49
Seabank 132kV | Radstock 33kV | Chewton Mendip | Primary | 11 | -2.5651 | 51.272 | Leading the Way | Headroom (MW) | Thermal | 3.08 | 3 | 2.95 | 2.88 | 2.84 | 2.73 | 2.62 | 2.04 | 1.46 | 0.89 | 0.37 | -0.23 | -1.45 | -2.57 | -3.74 | -6.2 | -8.65 | -9.76
Seabank 132kV | Radstock 33kV | Chewton Mendip | Primary | 11 | -2.5651 | 51.272 | Steady Progression | Headroom (MW) | Thermal | 3.08 | 3.03 | 3 | 2.98 | 3.03 | 3.01 | 2.98 | 2.87 | 2.76 | 2.61 | 2.45 | 2.25 | 1.8 | 1.35 | 0.77 | -0.04 | -0.84 | -1.68
Seabank 132kV | Radstock 33kV | Chewton Mendip | Primary | 11 | -2.5651 | 51.272 | System Transformation | Headroom (MW) | Thermal | 3.08 | 3.02 | 2.98 | 2.94 | 2.98 | 2.74 | 2.52 | 2.12 | 1.62 | 1.06 | 0.4 | -0.36 | -1.17 | -1.88 | -2.77 | -4.15 | -5.77 | -7.73
Seabank 132kV | Radstock 33kV | Chewton Mendip | Primary | 11 | -2.5651 | 51.272 | WPD Best View | Headroom (MW) | Thermal | 3.08 | 3.02 | 2.99 | 2.95 | 2.96 | 2.91 | 2.86 | 2.72 | 2.59 | 2.43 | 2.24 | 2.02 | 1.55 | 1.09 | 0.48 | -0.53 | -1.53 | -2.56
Seabank 132kV | Radstock 33kV | Dinder | Primary | 11 | -2.5859 | 51.2078 | Consumer Transformation | Headroom (MW) | Thermal | 1.69 | 1.66 | 1.62 | 1.57 | 1.46 | 1.2 | 0.96 | 0.6 | 0.15 | -0.39 | -0.96 | -1.62 | -2.32 | -2.95 | -3.72 | -5.51 | -7.11 | -9.04
Seabank 132kV | Radstock 33kV | Dinder | Primary | 11 | -2.5859 | 51.2078 | Leading the Way | Headroom (MW) | Thermal | 1.69 | 1.66 | 1.62 | 1.56 | 1.45 | 1.36 | 1.26 | 0.81 | 0.31 | -0.19 | -0.62 | -1.11 | -2.11 | -3.05 | -4.02 | -6.36 | -8.36 | -9.35
Seabank 132kV | Radstock 33kV | Dinder | Primary | 11 | -2.5859 | 51.2078 | Steady Progression | Headroom (MW) | Thermal | 1.69 | 1.68 | 1.66 | 1.65 | 1.63 | 1.61 | 1.59 | 1.51 | 1.42 | 1.3 | 1.17 | 1 | 0.63 | 0.27 | -0.21 | -0.83 | -0.62 | -1.28
Seabank 132kV | Radstock 33kV | Dinder | Primary | 11 | -2.5859 | 51.2078 | System Transformation | Headroom (MW) | Thermal | 1.69 | 1.68 | 1.65 | 1.62 | 1.57 | 1.37 | 1.16 | 0.85 | 0.41 | -0.09 | -0.64 | -1.26 | -1.93 | -2.52 | -3.24 | -4.5 | -5.8 | -7.36
Seabank 132kV | Radstock 33kV | Dinder | Primary | 11 | -2.5859 | 51.2078 | WPD Best View | Headroom (MW) | Thermal | 1.69 | 1.68 | 1.66 | 1.65 | 1.63 | 1.61 | 1.59 | 1.51 | 1.42 | 1.3 | 1.17 | 1 | 0.63 | 0.27 | -0.21 | -0.83 | -0.62 | -1.28
Seabank 132kV | Radstock 33kV | Evercreech | Primary | 11 | -2.51 | 51.1471 | Consumer Transformation | Headroom (MW) | Thermal | 4.7 | 4.99 | 1.92 | 1.16 | 0.83 | -0.09 | -4.13 | -11.61 | -17.55 | -23.43 | -29.08 | -34.78 | -40.51 | -46.27 | -52.93 | -75.98 | -101.66 | -129.04
Seabank 132kV | Radstock 33kV | Evercreech | Primary | 11 | -2.51 | 51.1471 | Leading the Way | Headroom (MW) | Thermal | 4.7 | 5.02 | 2.02 | 1.32 | 1.03 | 0.82 | -2.95 | -7.57 | -11.43 | -16.59 | -20.67 | -24.81 | -30.98 | -37.03 | -43.47 | -64.22 | -86.81 | -105.89
Seabank 132kV | Radstock 33kV | Evercreech | Primary | 11 | -2.51 | 51.1471 | Steady Progression | Headroom (MW) | Thermal | 4.7 | 4.98 | 2.01 | 1.38 | 1.4 | 1.43 | 1.43 | 1.16 | 0.31 | -3.32 | -4.24 | -5.35 | -7.42 | -9.11 | -11.1 | -14.08 | -17.26 | -20.36
Seabank 132kV | Radstock 33kV | Evercreech | Primary | 11 | -2.51 | 51.1471 | System Transformation | Headroom (MW) | Thermal | 4.7 | 5.01 | 2.03 | 1.38 | 1.3 | 0.68 | 0.01 | -1.24 | -5.6 | -8.61 | -11.79 | -15.03 | -18.27 | -20.99 | -24.35 | -31.4 | -40.22 | -50.39
Seabank 132kV | Radstock 33kV | Evercreech | Primary | 11 | -2.51 | 51.1471 | WPD Best View | Headroom (MW) | Thermal | 4.7 | 4.98 | 2.01 | 1.38 | 1.37 | 1.4 | 1.38 | 1.05 | 0.15 | -3.54 | -4.52 | -5.68 | -7.79 | -9.52 | -11.62 | -14.68 | -17.9 | -21.04
Seabank 132kV | Radstock 33kV | Foxhills | Primary | 11 | -2.4478 | 51.2894 | Consumer Transformation | Headroom (MW) | Thermal | 7.18 | 7.15 | 7.1 | 7.05 | 6.79 | 6.55 | 6.32 | 6.08 | 5.86 | 5.65 | 5.45 | 5.24 | 5.04 | 4.83 | 4.61 | 3.14 | 1.35 | -0.57
Seabank 132kV | Radstock 33kV | Foxhills | Primary | 11 | -2.4478 | 51.2894 | Leading the Way | Headroom (MW) | Thermal | 7.18 | 7.14 | 7.09 | 7.02 | 6.71 | 6.46 | 6.22 | 5.97 | 5.75 | 5.53 | 5.3 | 5.08 | 4.85 | 4.61 | 4.34 | 2.75 | 0.76 | -1.77
Seabank 132kV | Radstock 33kV | Foxhills | Primary | 11 | -2.4478 | 51.2894 | Steady Progression | Headroom (MW) | N/A | 7.18 | 7.17 | 7.14 | 7.11 | 7.05 | 7.02 | 7 | 6.97 | 6.95 | 6.92 | 6.89 | 6.86 | 6.83 | 6.8 | 6.76 | 6.63 | 6.4 | 5.99
Seabank 132kV | Radstock 33kV | Foxhills | Primary | 11 | -2.4478 | 51.2894 | System Transformation | Headroom (MW) | N/A | 7.18 | 7.16 | 7.12 | 7.08 | 6.99 | 6.96 | 6.85 | 6.72 | 6.6 | 6.48 | 6.37 | 6.27 | 6.17 | 6.08 | 6 | 5.53 | 4.65 | 3.83
Seabank 132kV | Radstock 33kV | Foxhills | Primary | 11 | -2.4478 | 51.2894 | WPD Best View | Headroom (MW) | Thermal | 7.18 | 7.15 | 7.1 | 7.05 | 6.82 | 6.6 | 6.39 | 6.18 | 5.98 | 5.78 | 5.59 | 5.41 | 5.22 | 5.03 | 4.83 | 3.42 | 1.68 | -0.19
Seabank 132kV | Radstock 33kV | High Littleton | Primary | 11 | -2.5 | 51.3306 | Consumer Transformation | Headroom (MW) | Thermal | 5.71 | 5.62 | 5.52 | 5.4 | 4.96 | 4.32 | 3.74 | 2.9 | 1.95 | 0.87 | -0.45 | -1.94 | -3.51 | -4.93 | -6.65 | -10.63 | -15.17 | -20.48
Seabank 132kV | Radstock 33kV | High Littleton | Primary | 11 | -2.5 | 51.3306 | Leading the Way | Headroom (MW) | Thermal | 5.71 | 5.6 | 5.5 | 5.36 | 4.84 | 4.5 | 4.18 | 3.13 | 2.09 | 1.06 | 0.06 | -1.1 | -3.31 | -5.38 | -7.55 | -12.64 | -18.16 | -21.52
Seabank 132kV | Radstock 33kV | High Littleton | Primary | 11 | -2.5 | 51.3306 | Steady Progression | Headroom (MW) | Thermal | 5.71 | 5.69 | 5.66 | 5.63 | 5.57 | 5.52 | 5.47 | 5.28 | 5.1 | 4.87 | 4.58 | 4.23 | 3.45 | 2.7 | 1.71 | 0.45 | -0.94 | -2.52
Seabank 132kV | Radstock 33kV | High Littleton | Primary | 11 | -2.5 | 51.3306 | System Transformation | Headroom (MW) | Thermal | 5.71 | 5.66 | 5.6 | 5.53 | 5.34 | 4.92 | 4.49 | 3.8 | 2.96 | 2.01 | 0.83 | -0.52 | -1.94 | -3.2 | -4.74 | -7.2 | -10.5 | -14.44
Seabank 132kV | Radstock 33kV | High Littleton | Primary | 11 | -2.5 | 51.3306 | WPD Best View | Headroom (MW) | Thermal | 5.71 | 5.62 | 5.52 | 5.4 | 4.96 | 4.32 | 3.74 | 2.9 | 1.95 | 0.87 | -0.45 | -1.94 | -3.51 | -4.93 | -6.65 | -10.63 | -15.17 | -20.48
Seabank 132kV | Radstock 33kV | Keynsham East | Primary | 11 | -2.4921 | 51.412 | Consumer Transformation | Headroom (MW) | N/A | 11.58 | 11.53 | 11.46 | 11.31 | 10.8 | 10.48 | 10.27 | 9.99 | 9.72 | 9.45 | 9.16 | 8.89 | 8.62 | 8.33 | 8.03 | 5.94 | 3.29 | 0.46
Seabank 132kV | Radstock 33kV | Keynsham East | Primary | 11 | -2.4921 | 51.412 | Leading the Way | Headroom (MW) | Thermal | 11.58 | 11.51 | 11.43 | 11.27 | 10.68 | 10.37 | 10.2 | 9.94 | 9.69 | 9.39 | 9.07 | 8.77 | 8.45 | 8.1 | 7.73 | 5.38 | 2.45 | -1.29
Seabank 132kV | Radstock 33kV | Keynsham East | Primary | 11 | -2.4921 | 51.412 | Steady Progression | Headroom (MW) | N/A | 11.58 | 11.57 | 11.52 | 11.48 | 11.4 | 11.39 | 11.42 | 11.42 | 11.42 | 11.4 | 11.35 | 11.32 | 11.29 | 11.26 | 11.24 | 11.21 | 10.83 | 10.22
Seabank 132kV | Radstock 33kV | Keynsham East | Primary | 11 | -2.4921 | 51.412 | System Transformation | Headroom (MW) | N/A | 11.58 | 11.55 | 11.49 | 11.43 | 11.28 | 11.15 | 11.09 | 10.97 | 10.86 | 10.73 | 10.59 | 10.47 | 10.36 | 10.25 | 10.15 | 9.55 | 8.28 | 7.07
Seabank 132kV | Radstock 33kV | Keynsham East | Primary | 11 | -2.4921 | 51.412 | WPD Best View | Headroom (MW) | N/A | 11.58 | 11.53 | 11.46 | 11.31 | 10.8 | 10.48 | 10.27 | 9.99 | 9.72 | 9.45 | 9.16 | 8.89 | 8.62 | 8.33 | 8.03 | 5.94 | 3.29 | 0.46
Seabank 132kV | Radstock 33kV | Midsomer Norton | Primary | 11 | -2.4841 | 51.2908 | Consumer Transformation | Headroom (MW) | Thermal | 12.84 | 12.77 | 6.4 | 6.11 | 5.34 | 4.78 | 4.01 | 3.14 | 2.6 | 1.94 | 1.23 | 0.59 | -0.02 | -0.66 | -1.32 | -5.53 | -10.63 | -14.86
Seabank 132kV | Radstock 33kV | Midsomer Norton | Primary | 11 | -2.4841 | 51.2908 | Leading the Way | Headroom (MW) | Thermal | 12.84 | 12.74 | 6.36 | 6.05 | 5.15 | 4.56 | 4.13 | 3.57 | 3.05 | 2.53 | 1.91 | 1.3 | 0.66 | -0.02 | -0.76 | -4.64 | -8.02 | -12.84
Seabank 132kV | Radstock 33kV | Midsomer Norton | Primary | 11 | -2.4841 | 51.2908 | Steady Progression | Headroom (MW) | Thermal | 12.84 | 12.82 | 6.6 | -1.26 | -1.38 | -1.46 | -2.57 | -3.73 | -4.85 | -5.95 | -6.91 | -7.72 | -8.18 | -8.52 | -8.73 | -8.99 | -9.58 | -10.57
Seabank 132kV | Radstock 33kV | Midsomer Norton | Primary | 11 | -2.4841 | 51.2908 | System Transformation | Headroom (MW) | Thermal | 12.84 | 12.79 | 6.55 | 6.4 | 6.05 | 5.78 | 5.3 | 4.76 | 4.22 | 3.8 | 3.42 | 3.12 | 2.87 | 2.65 | 2.44 | 1.23 | -0.32 | -2.14
Seabank 132kV | Radstock 33kV | Midsomer Norton | Primary | 11 | -2.4841 | 51.2908 | WPD Best View | Headroom (MW) | Thermal | 12.84 | 12.77 | 6.43 | 6.17 | 5.46 | 4.94 | 4.22 | 3.39 | 2.89 | 2.27 | 1.59 | 0.98 | 0.41 | -0.18 | -0.81 | -4.75 | -9.54 | -13.47
Seabank 132kV | Radstock 33kV | Newbury | Primary | 11 | -2.4322 | 51.2492 | Consumer Transformation | Headroom (MW) | Thermal | 7.51 | 7.45 | 7.37 | 7.3 | 6.99 | 6.23 | 5.57 | 4.47 | 3.16 | 1.64 | -0.01 | -1.89 | -3.88 | -5.67 | -7.86 | -12.37 | -16.89 | -22.31
Seabank 132kV | Radstock 33kV | Newbury | Primary | 11 | -2.4322 | 51.2492 | Leading the Way | Headroom (MW) | Thermal | 7.51 | 7.43 | 7.35 | 7.29 | 6.92 | 6.66 | 6.41 | 4.96 | 3.52 | 2.09 | 0.88 | -0.54 | -3.4 | -6.06 | -8.84 | -15.14 | -20.78 | -23.45
Seabank 132kV | Radstock 33kV | Newbury | Primary | 11 | -2.4322 | 51.2492 | Steady Progression | Headroom (MW) | Thermal | 7.51 | 7.5 | 7.48 | 7.48 | 7.43 | 7.38 | 7.34 | 7.07 | 6.81 | 6.47 | 6.09 | 5.63 | 4.56 | 3.52 | 2.15 | 0.35 | -1.35 | -3.17
Seabank 132kV | Radstock 33kV | Newbury | Primary | 11 | -2.4322 | 51.2492 | System Transformation | Headroom (MW) | Thermal | 7.51 | 7.48 | 7.43 | 7.41 | 7.27 | 6.7 | 6.14 | 5.14 | 3.89 | 2.45 | 0.89 | -0.9 | -2.8 | -4.48 | -6.56 | -9.97 | -13.62 | -18.04
Seabank 132kV | Radstock 33kV | Newbury | Primary | 11 | -2.4322 | 51.2492 | WPD Best View | Headroom (MW) | Thermal | 7.51 | 7.5 | 7.48 | 7.48 | 7.43 | 7.38 | 7.34 | 7.07 | 6.81 | 6.47 | 6.09 | 5.63 | 4.56 | 3.52 | 2.15 | 0.35 | -1.35 | -3.17
Seabank 132kV | Radstock 33kV | Paulton | Primary | 11 | -2.5096 | 51.3107 | Consumer Transformation | Headroom (MW) | Thermal | 4.155 | 4.135 | 4.105 | 4.025 | 3.815 | 3.655 | 3.495 | 3.335 | 3.195 | 3.065 | 2.935 | 2.795 | 2.665 | 2.525 | 2.375 | 1.425 | 0.235 | -1.055
Seabank 132kV | Radstock 33kV | Paulton | Primary | 11 | -2.5096 | 51.3107 | Leading the Way | Headroom (MW) | Thermal | 4.155 | 4.125 | 4.095 | 4.005 | 3.775 | 3.615 | 3.435 | 3.275 | 3.135 | 3.005 | 2.855 | 2.705 | 2.545 | 2.385 | 2.205 | 1.135 | -0.185 | -1.915
Seabank 132kV | Radstock 33kV | Paulton | Primary | 11 | -2.5096 | 51.3107 | Steady Progression | Headroom (MW) | N/A | 4.155 | 4.145 | 4.125 | 4.115 | 4.085 | 4.075 | 4.055 | 4.045 | 4.015 | 3.985 | 3.955 | 3.925 | 3.895 | 3.865 | 3.845 | 3.785 | 3.625 | 3.365
Seabank 132kV | Radstock 33kV | Paulton | Primary | 11 | -2.5096 | 51.3107 | System Transformation | Headroom (MW) | N/A | 4.155 | 4.145 | 4.115 | 4.095 | 4.025 | 3.955 | 3.865 | 3.785 | 3.715 | 3.645 | 3.575 | 3.505 | 3.445 | 3.395 | 3.335 | 3.035 | 2.455 | 1.925
Seabank 132kV | Radstock 33kV | Paulton | Primary | 11 | -2.5096 | 51.3107 | WPD Best View | Headroom (MW) | Thermal | 4.155 | 4.135 | 4.105 | 4.025 | 3.815 | 3.655 | 3.495 | 3.335 | 3.195 | 3.065 | 2.935 | 2.795 | 2.665 | 2.525 | 2.375 | 1.425 | 0.235 | -1.055
Seabank 132kV | Radstock 33kV | Peasedown | Primary | 11 | -2.4309 | 51.3174 | Consumer Transformation | Headroom (MW) | Thermal | 3.42 | 3.36 | 3.28 | 3.17 | 2.95 | 2.61 | 1.98 | 0.94 | 0.03 | -0.89 | -1.93 | -3.01 | -4.14 | -5.21 | -6.48 | -10.44 | -15.24 | -20.54
Seabank 132kV | Radstock 33kV | Peasedown | Primary | 11 | -2.4309 | 51.3174 | Leading the Way | Headroom (MW) | Thermal | 3.42 | 3.36 | 3.27 | 3.17 | 2.93 | 2.74 | 2.21 | 1.39 | 0.67 | -0.17 | -0.94 | -1.76 | -3.14 | -4.47 | -5.88 | -10.06 | -14.86 | -18.81
Seabank 132kV | Radstock 33kV | Peasedown | Primary | 11 | -2.4309 | 51.3174 | Steady Progression | Headroom (MW) | Thermal | 3.42 | 3.41 | 3.38 | 3.36 | 3.33 | 3.31 | 3.28 | 3.18 | 3.03 | 2.59 | 2.39 | 2.15 | 1.67 | 1.25 | 0.71 | 0.01 | -0.81 | -1.79
Seabank 132kV | Radstock 33kV | Peasedown | Primary | 11 | -2.4309 | 51.3174 | System Transformation | Headroom (MW) | Thermal | 3.42 | 3.39 | 3.34 | 3.29 | 3.21 | 2.99 | 2.76 | 2.41 | 1.7 | 1.1 | 0.37 | -0.42 | -1.23 | -1.92 | -2.77 | -4.37 | -6.64 | -9.26
Seabank 132kV | Radstock 33kV | Peasedown | Primary | 11 | -2.4309 | 51.3174 | WPD Best View | Headroom (MW) | Thermal | 3.42 | 3.36 | 3.28 | 3.19 | 2.98 | 2.65 | 2.35 | 1.92 | 1.38 | 0.52 | -0.19 | -0.99 | -1.86 | -2.61 | -3.51 | -5.6 | -8.19 | -11.2
Seabank 132kV | Radstock 33kV | Shepton Mallet | Primary | 11 | -2.5452 | 51.1929 | Consumer Transformation | Headroom (MW) | Thermal | 11.015 | 10.905 | 10.615 | 10.265 | 9.555 | 8.685 | 2.585 | -8.465 | -16.515 | -23.995 | -30.795 | -37.325 | -43.715 | -50.495 | -57.955 | -92.025 | -130.635 | -170.755
Seabank 132kV | Radstock 33kV | Shepton Mallet | Primary | 11 | -2.5452 | 51.1929 | Leading the Way | Headroom (MW) | Thermal | 11.015 | 10.885 | 10.675 | 10.415 | 9.765 | 9.205 | 2.775 | -2.985 | -7.385 | -13.785 | -18.645 | -23.285 | -28.905 | -34.805 | -41.125 | -68.605 | -99.795 | -131.155
Seabank 132kV | Radstock 33kV | Shepton Mallet | Primary | 11 | -2.5452 | 51.1929 | Steady Progression | Headroom (MW) | Thermal | 11.015 | 10.995 | 10.905 | 10.825 | 10.715 | 10.605 | 10.485 | 10.275 | 9.135 | 3.425 | 2.415 | 1.195 | -0.625 | -1.845 | -2.995 | -5.245 | -7.855 | -10.535
Seabank 132kV | Radstock 33kV | Shepton Mallet | Primary | 11 | -2.5452 | 51.1929 | System Transformation | Headroom (MW) | Thermal | 11.015 | 10.955 | 10.825 | 10.685 | 10.425 | 9.975 | 9.505 | 8.835 | 3.395 | 0.605 | -2.205 | -4.805 | -7.225 | -9.085 | -11.155 | -18.595 | -28.625 | -39.605
Seabank 132kV | Radstock 33kV | Shepton Mallet | Primary | 11 | -2.5452 | 51.1929 | WPD Best View | Headroom (MW) | Thermal | 11.015 | 10.995 | 10.905 | 10.825 | 10.715 | 10.605 | 10.485 | 10.275 | 9.135 | 3.425 | 2.415 | 1.195 | -0.625 | -1.845 | -2.995 | -5.245 | -7.855 | -10.535
Seabank 132kV | Weston 33kV | Bournville | Primary | 11 | -2.9669 | 51.3273 | Consumer Transformation | Headroom (MW) | Thermal | 2.85 | 2.75 | 2.57 | 2.37 | 1.9 | 1.54 | 1.19 | 0.85 | 0.53 | 0.23 | -0.07 | -0.37 | -0.66 | -0.97 | -1.29 | 2.52 | -0.04 | -1.68
Seabank 132kV | Weston 33kV | Bournville | Primary | 11 | -2.9669 | 51.3273 | Leading the Way | Headroom (MW) | Thermal | 2.85 | 2.73 | 2.55 | 2.34 | 1.78 | 1.41 | 1.04 | 0.7 | 0.37 | 0.06 | -0.27 | -0.59 | -0.93 | -1.3 | 4.31 | 3.92 | -2.19 | -6.04
Seabank 132kV | Weston 33kV | Bournville | Primary | 11 | -2.9669 | 51.3273 | Steady Progression | Headroom (MW) | N/A | 2.85 | 2.83 | 2.76 | 2.69 | 2.59 | 2.5 | 2.41 | 2.32 | 2.24 | 2.14 | 2.06 | 1.98 | 1.91 | 1.85 | 1.79 | 1.59 | 7.26 | 6.65
Seabank 132kV | Weston 33kV | Bournville | Primary | 11 | -2.9669 | 51.3273 | System Transformation | Headroom (MW) | N/A | 2.85 | 2.79 | 2.68 | 2.56 | 2.33 | 2.15 | 1.96 | 1.77 | 1.59 | 1.43 | 1.26 | 1.11 | 0.98 | 0.85 | 0.73 | 7.7 | 4.33 | 3.06
Seabank 132kV | Weston 33kV | Bournville | Primary | 11 | -2.9669 | 51.3273 | WPD Best View | Headroom (MW) | N/A | 2.85 | 2.8 | 2.68 | 2.56 | 2.34 | 2.16 | 1.97 | 1.79 | 1.61 | 1.45 | 1.29 | 1.14 | 1.01 | 0.88 | 0.76 | 7.75 | 4.4 | 3.16
Seabank 132kV | Weston 33kV | East Brent | Primary | 11 | -2.9294 | 51.2773 | Consumer Transformation | Headroom (MW) | Thermal | 3.42 | 3.38 | 3.31 | 3.23 | 3.04 | 2.56 | 2.13 | 1.44 | 0.63 | -0.31 | -1.6 | -3.08 | -4.65 | -6.05 | -7.77 | -10.9 | -14.71 | -19.34
Seabank 132kV | Weston 33kV | East Brent | Primary | 11 | -2.9294 | 51.2773 | Leading the Way | Headroom (MW) | Thermal | 3.42 | 3.37 | 3.3 | 3.21 | 3.01 | 2.83 | 2.65 | 1.76 | 0.88 | -0.01 | -0.95 | -2.06 | -4.31 | -6.4 | -8.57 | -12.9 | -17.71 | -19.7
Seabank 132kV | Weston 33kV | East Brent | Primary | 11 | -2.9294 | 51.2773 | Steady Progression | Headroom (MW) | Thermal | 3.42 | 3.41 | 3.39 | 3.36 | 3.34 | 3.3 | 3.27 | 3.11 | 2.95 | 2.74 | 2.44 | 2.07 | 1.24 | 0.42 | -0.66 | -2.07 | -3.6 | -5.2
Seabank 132kV | Weston 33kV | East Brent | Primary | 11 | -2.9294 | 51.2773 | System Transformation | Headroom (MW) | Thermal | 3.42 | 3.39 | 3.35 | 3.31 | 3.23 | 2.88 | 2.53 | 1.92 | 1.16 | 0.29 | -0.93 | -2.34 | -3.84 | -5.16 | -6.8 | -9.21 | -12.42 | -16.33
Seabank 132kV | Weston 33kV | East Brent | Primary | 11 | -2.9294 | 51.2773 | WPD Best View | Headroom (MW) | Thermal | 3.42 | 3.41 | 3.38 | 3.36 | 3.33 | 3.3 | 3.26 | 3.1 | 2.94 | 2.72 | 2.42 | 2.05 | 1.21 | 0.4 | -0.69 | -2.11 | -3.65 | -5.26
Seabank 132kV | Weston 33kV | Lypstone Farm | Primary | 11 | -2.9162 | 51.3516 | Consumer Transformation | Headroom (MW) | Thermal | 11.94 | 11.67 | 11.22 | 10.63 | 9.44 | 8.21 | 7.17 | 6.05 | 4.85 | 3.59 | 2.23 | 0.77 | -0.71 | -2.16 | -3.75 | -10.09 | -18.23 | -27.34
Seabank 132kV | Weston 33kV | Lypstone Farm | Primary | 11 | -2.9162 | 51.3516 | Leading the Way | Headroom (MW) | Thermal | 11.94 | 11.64 | 11.16 | 10.53 | 9.25 | 8.11 | 7.2 | 6.01 | 4.8 | 3.56 | 2.3 | 0.95 | -0.92 | -2.76 | -4.68 | -12.48 | -21.87 | -32.42
Seabank 132kV | Weston 33kV | Lypstone Farm | Primary | 11 | -2.9162 | 51.3516 | Steady Progression | Headroom (MW) | N/A | 11.94 | 11.92 | 11.83 | 11.74 | 11.62 | 11.47 | 11.33 | 11.13 | 10.92 | 10.66 | 10.39 | 10.09 | 9.59 | 9.12 | 8.53 | 7.62 | 6.26 | 4.11
Seabank 132kV | Weston 33kV | Lypstone Farm | Primary | 11 | -2.9162 | 51.3516 | System Transformation | Headroom (MW) | Thermal | 11.94 | 11.81 | 11.57 | 11.29 | 10.82 | 10.19 | 9.6 | 8.91 | 8.12 | 7.26 | 6.31 | 5.28 | 4.24 | 3.3 | 2.24 | -0.45 | -4.94 | -9.54
Seabank 132kV | Weston 33kV | Lypstone Farm | Primary | 11 | -2.9162 | 51.3516 | WPD Best View | Headroom (MW) | Thermal | 11.94 | 11.81 | 11.57 | 11.29 | 10.82 | 10.19 | 9.6 | 8.91 | 8.12 | 7.26 | 6.31 | 5.28 | 4.24 | 3.3 | 2.24 | -0.45 | -4.94 | -9.54
Seabank 132kV | Weston 33kV | Weston Central | Primary | 11 | -2.9782 | 51.3459 | Consumer Transformation | Headroom (MW) | N/A | 12.05 | 12.02 | 11.96 | 11.9 | 11.76 | 11.69 | 11.48 | 11.21 | 10.94 | 10.7 | 10.45 | 10.21 | 9.97 | 9.71 | 9.45 | 7.62 | 5.26 | 2.74
Seabank 132kV | Weston 33kV | Weston Central | Primary | 11 | -2.9782 | 51.3459 | Leading the Way | Headroom (MW) | N/A | 12.05 | 12.01 | 11.95 | 11.88 | 11.7 | 11.62 | 11.39 | 11.11 | 10.85 | 10.6 | 10.33 | 10.06 | 9.8 | 9.51 | 9.18 | 7.1 | 4.46 | 1.19
Seabank 132kV | Weston 33kV | Weston Central | Primary | 11 | -2.9782 | 51.3459 | Steady Progression | Headroom (MW) | N/A | 12.05 | 12.04 | 12 | 11.95 | 11.89 | 11.84 | 11.79 | 11.75 | 11.7 | 11.66 | 11.61 | 11.56 | 11.52 | 11.47 | 11.43 | 11.22 | 10.98 | 10.71
Seabank 132kV | Weston 33kV | Weston Central | Primary | 11 | -2.9782 | 51.3459 | System Transformation | Headroom (MW) | N/A | 12.05 | 12.03 | 11.98 | 11.93 | 11.83 | 11.78 | 11.72 | 11.67 | 11.62 | 11.56 | 11.51 | 11.39 | 11.27 | 11.17 | 11.08 | 10.5 | 9.34 | 8.18
Seabank 132kV | Weston 33kV | Weston Central | Primary | 11 | -2.9782 | 51.3459 | WPD Best View | Headroom (MW) | N/A | 12.05 | 12.03 | 11.98 | 11.93 | 11.83 | 11.78 | 11.72 | 11.67 | 11.62 | 11.56 | 11.51 | 11.39 | 11.27 | 11.17 | 11.08 | 10.5 | 9.34 | 8.18
Seabank 132kV | Weston 33kV | Weston Locking Rd | Primary | 11 | -2.956 | 51.3464 | Consumer Transformation | Headroom (MW) | Thermal | 18.615 | 18.415 | 18.105 | 17.735 | 16.785 | 16.025 | 15.495 | 14.955 | 14.315 | 13.695 | 13.095 | 12.495 | 11.885 | 11.235 | 10.575 | 6.185 | 0.425 | -5.805
Seabank 132kV | Weston 33kV | Weston Locking Rd | Primary | 11 | -2.956 | 51.3464 | Leading the Way | Headroom (MW) | Thermal | 18.615 | 18.385 | 18.065 | 17.665 | 16.595 | 15.785 | 15.295 | 14.825 | 14.155 | 13.495 | 12.825 | 12.155 | 11.455 | 10.695 | 9.895 | 4.805 | -1.655 | -9.865
Seabank 132kV | Weston 33kV | Weston Locking Rd | Primary | 11 | -2.956 | 51.3464 | Steady Progression | Headroom (MW) | N/A | 18.615 | 18.575 | 18.475 | 18.385 | 18.245 | 18.115 | 18.085 | 18.045 | 17.955 | 17.855 | 17.755 | 17.665 | 17.595 | 17.525 | 17.465 | 17.315 | 16.655 | 15.385
Seabank 132kV | Weston 33kV | Weston Locking Rd | Primary | 11 | -2.956 | 51.3464 | System Transformation | Headroom (MW) | N/A | 18.615 | 18.505 | 18.315 | 18.115 | 17.715 | 17.375 | 17.185 | 16.985 | 16.675 | 16.365 | 16.075 | 15.795 | 15.535 | 15.285 | 15.045 | 13.705 | 10.925 | 8.255
Seabank 132kV | Weston 33kV | Weston Locking Rd | Primary | 11 | -2.956 | 51.3464 | WPD Best View | Headroom (MW) | N/A | 18.615 | 18.505 | 18.315 | 18.115 | 17.715 | 17.375 | 17.185 | 16.985 | 16.675 | 16.365 | 16.075 | 15.795 | 15.535 | 15.285 | 15.045 | 13.705 | 10.925 | 8.255
Seabank 132kV | Avonmouth 33kV | Avonmouth 33kV | Bulk Supply Point | 33 | -2.6797 | 51.5029 | Consumer Transformation | Headroom (MW) | Thermal | 25.56 | 25.54 | 22.29 | 22.38 | 20.28 | 18.65 | 16.5 | 14.36 | 12.33 | 10.42 | 8.29 | 6.09 | 3.88 | 1.58 | -0.9 | -19.27 | -31.6 | -52.67
Seabank 132kV | Avonmouth 33kV | Avonmouth 33kV | Bulk Supply Point | 33 | -2.6797 | 51.5029 | Leading the Way | Headroom (MW) | Thermal | 25.56 | 25.5 | 22.32 | 22.59 | 20.48 | 19.06 | 16.71 | 14.4 | 12.17 | 10.04 | 7.58 | 5.1 | 2.5 | 1.37 | -1.76 | -23.93 | -41.07 | -69.01
Seabank 132kV | Avonmouth 33kV | Avonmouth 33kV | Bulk Supply Point | 33 | -2.6797 | 51.5029 | Steady Progression | Headroom (MW) | N/A | 25.56 | 25.76 | 26.33 | 23.39 | 24.06 | 24.49 | 24.48 | 24.45 | 24.39 | 24.27 | 24.18 | 24.1 | 24.03 | 23.92 | 23.71 | 24.12 | 31.01 | 25.98
Seabank 132kV | Avonmouth 33kV | Avonmouth 33kV | Bulk Supply Point | 33 | -2.6797 | 51.5029 | System Transformation | Headroom (MW) | N/A | 25.56 | 25.68 | 26.24 | 23.14 | 23.52 | 23.51 | 22.52 | 21.53 | 20.6 | 19.68 | 18.64 | 17.59 | 16.61 | 15.67 | 14.65 | 8.38 | 6.14 | 9.06
Seabank 132kV | Avonmouth 33kV | Avonmouth 33kV | Bulk Supply Point | 33 | -2.6797 | 51.5029 | WPD Best View | Headroom (MW) | Thermal | 25.56 | 25.46 | 22.15 | 22.21 | 19.88 | 18.21 | 16.01 | 13.9 | 11.91 | 10.01 | 7.75 | 5.41 | 2.97 | 1.98 | -0.99 | -22.83 | -39.79 | -67.54
Alverdiscott / Indian Queens 132kV | Barnstaple 33kV | Barnstaple 33kV | Bulk Supply Point | 33 | -4.0541 | 51.0678 | Consumer Transformation | Headroom (MW) | Thermal | 22.06 | 21.51 | 20.68 | 19.7 | 17.2 | 12.07 | 5.36 | -6.74 | -18.72 | -36.81 | -52.85 | -70.28 | -88.49 | -105.45 | -130.81 | -188.03 | -249.77 | -319.72
Alverdiscott / Indian Queens 132kV | Barnstaple 33kV | Barnstaple 33kV | Bulk Supply Point | 33 | -4.0541 | 51.0678 | Leading the Way | Headroom (MW) | Thermal | 22.06 | 21.43 | 20.64 | 19.63 | 16.87 | 14.78 | 10.47 | -1 | -11.98 | -29.12 | -40.88 | -53.89 | -77.79 | -100.44 | -129.26 | -194.07 | -259.77 | -298.73
Alverdiscott / Indian Queens 132kV | Barnstaple 33kV | Barnstaple 33kV | Bulk Supply Point | 33 | -4.0541 | 51.0678 | Steady Progression | Headroom (MW) | Thermal | 22.06 | 21.92 | 21.79 | 21.55 | 21.17 | 20.81 | 20.75 | 19.14 | 17.04 | 12.24 | 8.97 | 4.96 | -3.72 | -11.78 | -22.23 | -36.26 | -51.63 | -67.99
Alverdiscott / Indian Queens 132kV | Barnstaple 33kV | Barnstaple 33kV | Bulk Supply Point | 33 | -4.0541 | 51.0678 | System Transformation | Headroom (MW) | Thermal | 22.06 | 21.74 | 21.41 | 20.77 | 19.7 | 16.02 | 12.89 | 6.72 | -3.45 | -13.33 | -26.21 | -40.55 | -55.59 | -68.75 | -89.97 | -117.66 | -153.61 | -196.46
Alverdiscott / Indian Queens 132kV | Barnstaple 33kV | Barnstaple 33kV | Bulk Supply Point | 33 | -4.0541 | 51.0678 | WPD Best View | Headroom (MW) | Thermal | 22.06 | 21.78 | 21.49 | 21.06 | 20.14 | 17.64 | 15.67 | 11.15 | 3.29 | -4.06 | -13.42 | -23.8 | -36.35 | -47.57 | -66.68 | -90.29 | -120.18 | -154.4
Melksham | Bath (Dolemeads) 33kV | Bath (Dolemeads) 33kV | Bulk Supply Point | 33 | -2.3539 | 51.3785 | Consumer Transformation | Headroom (MW) | Thermal | 63.51 | 63.25 | 62.72 | 62.02 | 59.43 | 57 | 54.69 | 52.48 | 50.32 | 48.29 | 46.16 | 44.11 | 42.06 | 39.87 | 37.64 | 22.61 | 4.05 | -15.52
Melksham | Bath (Dolemeads) 33kV | Bath (Dolemeads) 33kV | Bulk Supply Point | 33 | -2.3539 | 51.3785 | Leading the Way | Headroom (MW) | Thermal | 63.51 | 63.15 | 62.56 | 61.77 | 58.78 | 56.28 | 54.05 | 52.01 | 49.83 | 47.77 | 45.47 | 43.17 | 40.81 | 38.25 | 35.5 | 18.56 | -0.44 | -30.03
Melksham | Bath (Dolemeads) 33kV | Bath (Dolemeads) 33kV | Bulk Supply Point | 33 | -2.3539 | 51.3785 | Steady Progression | Headroom (MW) | N/A | 63.51 | 63.44 | 63.11 | 62.75 | 62.24 | 61.94 | 61.56 | 61.21 | 60.77 | 60.32 | 59.86 | 59.45 | 59.08 | 58.75 | 58.44 | 57.18 | 55.39 | 51.29
Melksham | Bath (Dolemeads) 33kV | Bath (Dolemeads) 33kV | Bulk Supply Point | 33 | -2.3539 | 51.3785 | System Transformation | Headroom (MW) | N/A | 63.51 | 63.35 | 62.9 | 62.45 | 61.53 | 60.98 | 60.09 | 59.06 | 57.89 | 56.76 | 55.66 | 54.64 | 53.69 | 52.78 | 51.9 | 46.98 | 39.93 | 29.02
Melksham | Bath (Dolemeads) 33kV | Bath (Dolemeads) 33kV | Bulk Supply Point | 33 | -2.3539 | 51.3785 | WPD Best View | Headroom (MW) | Thermal | 63.51 | 63.25 | 62.72 | 62.02 | 59.44 | 57.03 | 54.71 | 52.51 | 50.37 | 48.35 | 46.21 | 44.17 | 42.13 | 39.95 | 37.72 | 22.75 | 4.22 | -15.31
Bridgwater / Taunton 132kV | Bowhays Cross 33kV | Bowhays Cross 33kV | Bulk Supply Point | 33 | -3.34 | 51.159 | Consumer Transformation | Headroom (MW) | Thermal | 37.89 | 37.61 | 37.25 | 36.72 | 35.3 | 33.34 | 31.41 | 28.67 | 25.61 | 22.19 | 18.16 | 13.72 | 9.1 | 4.82 | -0.32 | -13.66 | -28.49 | -45.6
Bridgwater / Taunton 132kV | Bowhays Cross 33kV | Bowhays Cross 33kV | Bulk Supply Point | 33 | -3.34 | 51.159 | Leading the Way | Headroom (MW) | Thermal | 37.89 | 37.57 | 37.19 | 36.64 | 35.05 | 33.91 | 32.61 | 29.31 | 25.96 | 22.62 | 19.3 | 15.67 | 9.24 | 3.23 | -3.07 | -20.17 | -38.06 | -51.21
Bridgwater / Taunton 132kV | Bowhays Cross 33kV | Bowhays Cross 33kV | Bulk Supply Point | 33 | -3.34 | 51.159 | Steady Progression | Headroom (MW) | N/A | 37.89 | 37.81 | 37.69 | 37.52 | 37.37 | 37.27 | 37.11 | 36.55 | 35.95 | 35.21 | 34.31 | 33.27 | 31.09 | 28.97 | 26.19 | 22.28 | 20.23 | 15.16
Bridgwater / Taunton 132kV | Bowhays Cross 33kV | Bowhays Cross 33kV | Bulk Supply Point | 33 | -3.34 | 51.159 | System Transformation | Headroom (MW) | Thermal | 37.89 | 37.73 | 37.5 | 37.21 | 36.72 | 35.51 | 34.16 | 32.06 | 29.5 | 26.68 | 23.19 | 19.34 | 15.3 | 11.7 | 7.3 | -0.88 | -10.84 | -22.67
Bridgwater / Taunton 132kV | Bowhays Cross 33kV | Bowhays Cross 33kV | Bulk Supply Point | 33 | -3.34 | 51.159 | WPD Best View | Headroom (MW) | Thermal | 37.89 | 37.73 | 37.5 | 37.21 | 36.72 | 35.51 | 34.16 | 32.06 | 29.5 | 26.68 | 23.19 | 19.34 | 15.3 | 11.7 | 7.3 | -0.88 | -10.84 | -22.67
Iron Acton 132kV | Bradley Stoke 33kV | Bradley Stoke 33kV | Bulk Supply Point | 33 | -2.56 | 51.5475 | Consumer Transformation | Headroom (MW) | Thermal | 47.17 | 47.01 | 46.74 | 46.24 | 45.38 | 44.16 | 42.96 | 41.06 | 38.95 | 36.69 | 33.96 | 30.94 | 27.77 | 24.83 | 21.34 | 12.26 | -1.16 | -15.63
Iron Acton 132kV | Bradley Stoke 33kV | Bradley Stoke 33kV | Bulk Supply Point | 33 | -2.56 | 51.5475 | Leading the Way | Headroom (MW) | Thermal | 47.17 | 47.8 | 47.54 | 47.02 | 46.04 | 45.07 | 44.03 | 42.43 | 40.89 | 39.41 | 35.3 | 33.66 | 30.17 | 26.81 | 23.25 | 11.32 | -4.51 | -17.07
Iron Acton 132kV | Bradley Stoke 33kV | Bradley Stoke 33kV | Bulk Supply Point | 33 | -2.56 | 51.5475 | Steady Progression | Headroom (MW) | N/A | 47.17 | 47.17 | 47.1 | 42.28 | 42.17 | 42 | 41.43 | 40.6 | 39.8 | 38.92 | 38 | 37 | 35.36 | 33.78 | 31.81 | 29.1 | 26.6 | 22.58
Iron Acton 132kV | Bradley Stoke 33kV | Bradley Stoke 33kV | Bulk Supply Point | 33 | -2.56 | 51.5475 | System Transformation | Headroom (MW) | N/A | 47.17 | 47.1 | 46.97 | 46.64 | 46.29 | 45.7 | 45.02 | 43.62 | 41.85 | 39.91 | 37.52 | 34.84 | 32.04 | 29.59 | 26.62 | 22.02 | 13.34 | 3.99
Iron Acton 132kV | Bradley Stoke 33kV | Bradley Stoke 33kV | Bulk Supply Point | 33 | -2.56 | 51.5475 | WPD Best View | Headroom (MW) | N/A | 47.17 | 47.12 | 47.01 | 46.71 | 46.43 | 45.89 | 45.27 | 44.01 | 42.42 | 40.67 | 38.54 | 36.13 | 33.51 | 31.2 | 28.38 | 24.25 | 16.98 | 8.51
Bridgwater / Taunton 132kV | Churchill 33kV | Churchill 33kV | Bulk Supply Point | 33 | -2.7894 | 51.3559 | Consumer Transformation | Headroom (MW) | Thermal | 73.098 | 65.228 | 63.928 | 62.518 | 59.408 | 56.038 | 51.758 | 45.958 | 40.958 | 35.828 | 30.478 | 24.838 | 19.148 | 13.468 | 7.168 | -20.932 | -53.162 | -86.092
Bridgwater / Taunton 132kV | Churchill 33kV | Churchill 33kV | Bulk Supply Point | 33 | -2.7894 | 51.3559 | Leading the Way | Headroom (MW) | Thermal | 73.098 | 65.138 | 63.848 | 62.348 | 59.328 | 56.708 | 53.198 | 48.378 | 43.668 | 38.648 | 33.848 | 28.878 | 22.048 | 15.238 | 8.038 | -23.642 | -55.202 | -88.322
Bridgwater / Taunton 132kV | Churchill 33kV | Churchill 33kV | Bulk Supply Point | 33 | -2.7894 | 51.3559 | Steady Progression | Headroom (MW) | N/A | 73.098 | 65.828 | 65.488 | 65.138 | 64.698 | 64.198 | 63.238 | 61.928 | 60.448 | 57.978 | 56.428 | 54.888 | 52.738 | 50.898 | 48.828 | 45.708 | 42.188 | 35.978
Bridgwater / Taunton 132kV | Churchill 33kV | Churchill 33kV | Bulk Supply Point | 33 | -2.7894 | 51.3559 | System Transformation | Headroom (MW) | Thermal | 73.098 | 65.558 | 64.928 | 64.008 | 62.738 | 61.008 | 59.068 | 56.558 | 52.608 | 49.318 | 45.868 | 42.318 | 38.848 | 35.808 | 32.588 | 21.658 | 7.308 | -7.782
Bridgwater / Taunton 132kV | Churchill 33kV | Churchill 33kV | Bulk Supply Point | 33 | -2.7894 | 51.3559 | WPD Best View | Headroom (MW) | Thermal | 73.098 | 65.578 | 64.938 | 64.018 | 62.708 | 60.978 | 58.328 | 54.468 | 50.188 | 46.338 | 42.288 | 38.178 | 34.088 | 30.258 | 26.198 | 11.088 | -7.752 | -28.002
Abham / Exeter / Landulph 132kV | Ernesettle 33kV | Ernesettle 33kV | Bulk Supply Point | 33 | -4.1881 | 50.4228 | Consumer Transformation | Headroom (MW) | Thermal | 41.09 | 40.47 | 39.48 | 38.27 | 36.08 | 33.99 | 31.86 | 29.81 | 27.86 | 25.96 | 24.05 | 22.11 | 20.1 | 18.15 | 16.08 | 11.24 | -15.3 | -32.7
Abham / Exeter / Landulph 132kV | Ernesettle 33kV | Ernesettle 33kV | Bulk Supply Point | 33 | -4.1881 | 50.4228 | Leading the Way | Headroom (MW) | Thermal | 41.09 | 40.4 | 39.35 | 38.09 | 35.77 | 33.59 | 31.42 | 29.24 | 27.23 | 25.24 | 23.06 | 17.03 | 14.76 | 12.49 | 15.41 | -13.64 | -32.9 | -55.99
Abham / Exeter / Landulph 132kV | Ernesettle 33kV | Ernesettle 33kV | Bulk Supply Point | 33 | -4.1881 | 50.4228 | Steady Progression | Headroom (MW) | N/A | 41.09 | 40.94 | 40.55 | 40.18 | 40.02 | 39.61 | 39.13 | 38.67 | 38.25 | 37.77 | 37.3 | 36.88 | 36.48 | 36.11 | 35.75 | 34.59 | 32.54 | 28.7
Abham / Exeter / Landulph 132kV | Ernesettle 33kV | Ernesettle 33kV | Bulk Supply Point | 33 | -4.1881 | 50.4228 | System Transformation | Headroom (MW) | Thermal | 41.09 | 40.74 | 40.09 | 39.4 | 38.63 | 37.65 | 36.51 | 35.37 | 34.35 | 33.3 | 32.25 | 31.22 | 30.27 | 29.39 | 29.48 | 15.14 | 6.55 | -0.97
Abham / Exeter / Landulph 132kV | Ernesettle 33kV | Ernesettle 33kV | Bulk Supply Point | 33 | -4.1881 | 50.4228 | WPD Best View | Headroom (MW) | Thermal | 41.09 | 40.6 | 39.78 | 38.82 | 37.35 | 35.8 | 34.17 | 32.57 | 31.09 | 29.61 | 28.13 | 26.66 | 25.18 | 23.75 | 22.28 | 21.32 | -1.56 | -14.53
Abham / Exeter / Landulph 132kV | Exeter City 33kV | Exeter City 33kV | Bulk Supply Point | 33 | -3.5283 | 50.7122 | Consumer Transformation | Headroom (MW) | Thermal | 42.47 | 41.75 | 40.62 | 39.35 | 36.19 | 32.88 | 27.9 | 20.83 | 14.73 | 8.74 | 1.89 | -5.04 | -12 | -19.05 | -26.76 | -62.01 | -100.2 | -148.52
Abham / Exeter / Landulph 132kV | Exeter City 33kV | Exeter City 33kV | Bulk Supply Point | 33 | -3.5283 | 50.7122 | Leading the Way | Headroom (MW) | Thermal | 42.47 | 41.62 | 40.46 | 39.2 | 35.55 | 32.68 | 27.87 | 22.45 | 17.55 | 12.04 | 6.31 | -0.36 | -7.97 | -15.67 | -23.78 | -53.76 | -99.77 | -143.54
Abham / Exeter / Landulph 132kV | Exeter City 33kV | Exeter City 33kV | Bulk Supply Point | 33 | -3.5283 | 50.7122 | Steady Progression | Headroom (MW) | N/A | 42.47 | 42.27 | 41.73 | 41.32 | 40.72 | 40.1 | 39.49 | 38.66 | 37.54 | 34.76 | 33.44 | 31.98 | 29.71 | 27.78 | 25.6 | 21.59 | 16.23 | 11.63
Abham / Exeter / Landulph 132kV | Exeter City 33kV | Exeter City 33kV | Bulk Supply Point | 33 | -3.5283 | 50.7122 | System Transformation | Headroom (MW) | Thermal | 42.47 | 42.02 | 41.27 | 40.52 | 39.1 | 37.5 | 35.74 | 33.52 | 29.52 | 26.36 | 22.47 | 18.56 | 14.69 | 11.34 | 7.54 | -1.84 | -20.23 | -39.01
Abham / Exeter / Landulph 132kV | Exeter City 33kV | Exeter City 33kV | Bulk Supply Point | 33 | -3.5283 | 50.7122 | WPD Best View | Headroom (MW) | Thermal | 42.47 | 42.1 | 41.4 | 40.7 | 39.49 | 37.91 | 36.26 | 34.22 | 30.47 | 27.44 | 23.63 | 19.75 | 15.9 | 12.52 | 8.69 | -2.72 | -18.73 | -34.54
Abham / Exeter / Landulph 132kV | Exeter Main 33kV | Exeter Main 33kV | Bulk Supply Point | 33 | -3.406 | 50.7666 | Consumer Transformation | Headroom (MW) | Thermal | 25.8495 | 25.4595 | 24.9095 | 24.5395 | 23.1595 | 21.3595 | 19.5995 | 16.9595 | 14.0395 | 10.8695 | 7.0595 | 2.8695 | -1.5105 | -5.5905 | -10.6305 | -26.2005 | -44.8505 | -66.3805
Abham / Exeter / Landulph 132kV | Exeter Main 33kV | Exeter Main 33kV | Bulk Supply Point | 33 | -3.406 | 50.7666 | Leading the Way | Headroom (MW) | Thermal | 25.8495 | 25.4195 | 24.8195 | 24.4895 | 22.9895 | 22.1595 | 21.0595 | 17.8095 | 14.6295 | 11.4795 | 8.2995 | 4.7695 | -1.4805 | -7.3805 | -13.8805 | -35.2005 | -57.9505 | -77.7005
Abham / Exeter / Landulph 132kV | Exeter Main 33kV | Exeter Main 33kV | Bulk Supply Point | 33 | -3.406 | 50.7666 | Steady Progression | Headroom (MW) | N/A | 25.8495 | 25.7395 | 25.5395 | 25.6095 | 25.6295 | 25.8795 | 25.9595 | 25.5995 | 25.2595 | 24.7995 | 24.2195 | 23.5295 | 21.8295 | 20.1995 | 17.7895 | 14.9695 | 10.4595 | 4.7895
Abham / Exeter / Landulph 132kV | Exeter Main 33kV | Exeter Main 33kV | Bulk Supply Point | 33 | -3.406 | 50.7666 | System Transformation | Headroom (MW) | Thermal | 25.8495 | 25.6195 | 25.2695 | 25.2095 | 24.8195 | 24.2095 | 23.3695 | 21.5095 | 19.1995 | 16.8195 | 13.8095 | 10.4195 | 6.9095 | 3.7995 | -0.2405 | -8.3205 | -20.5105 | -34.3905
Abham / Exeter / Landulph 132kV | Exeter Main 33kV | Exeter Main 33kV | Bulk Supply Point | 33 | -3.406 | 50.7666 | WPD Best View | Headroom (MW) | Thermal | 25.8495 | 25.6195 | 25.2695 | 25.2095 | 24.8195 | 24.2095 | 23.3695 | 21.5095 | 19.1995 | 16.8195 | 13.8095 | 10.4195 | 6.9095 | 3.7995 | -0.2405 | -8.3205 | -20.5105 | -34.3905
Abham / Exeter / Landulph 132kV | Exmouth 33kV | Exmouth 33kV | Bulk Supply Point | 33 | -3.4005 | 50.6314 | Consumer Transformation | Headroom (MW) | Thermal | 24.79 | 24.46 | 23.91 | 21.27 | 20.03 | 18.86 | 16.92 | 14.57 | 12.63 | 10.78 | 8.93 | 7.15 | 5.4 | 3.52 | 1.52 | -10.45 | -25.66 | -41.52
Abham / Exeter / Landulph 132kV | Exmouth 33kV | Exmouth 33kV | Bulk Supply Point | 33 | -3.4005 | 50.6314 | Leading the Way | Headroom (MW) | Thermal | 24.79 | 24.4 | 23.84 | 21.16 | 19.83 | 18.72 | 16.76 | 15.14 | 13.58 | 11.86 | 10.1 | 8.41 | 6.61 | 4.67 | 2.55 | -9.58 | -24.23 | -42.52
Abham / Exeter / Landulph 132kV | Exmouth 33kV | Exmouth 33kV | Bulk Supply Point | 33 | -3.4005 | 50.6314 | Steady Progression | Headroom (MW) | N/A | 24.79 | 24.73 | 24.54 | 22.32 | 22.31 | 22.23 | 21.89 | 21.59 | 21.15 | 20.19 | 19.78 | 19.38 | 19.01 | 18.73 | 18.48 | 17.83 | 16.39 | 13.97
Abham / Exeter / Landulph 132kV | Exmouth 33kV | Exmouth 33kV | Bulk Supply Point | 33 | -3.4005 | 50.6314 | System Transformation | Headroom (MW) | Thermal | 24.79 | 24.62 | 24.27 | 21.89 | 21.54 | 21.22 | 20.6 | 20.01 | 18.83 | 18.01 | 17.2 | 16.45 | 15.79 | 15.24 | 14.68 | 11.51 | 5.68 | -0.12
Abham / Exeter / Landulph 132kV | Exmouth 33kV | Exmouth 33kV | Bulk Supply Point | 33 | -3.4005 | 50.6314 | WPD Best View | Headroom (MW) | Thermal | 24.79 | 24.62 | 24.27 | 21.89 | 21.54 | 21.22 | 20.61 | 20.01 | 18.84 | 18.02 | 17.21 | 16.47 | 15.81 | 15.26 | 14.7 | 11.53 | 5.7 | -0.1
Abham / Exeter / Landulph 132kV | Milehouse 33kV | Milehouse 33kV | Bulk Supply Point | 33 | -4.1581 | 50.3835 | Consumer Transformation | Headroom (MW) | N/A | 52.86 | 52.17 | 51.72 | 51.19 | 50.11 | 49.18 | 48.28 | 47.34 | 46.45 | 45.63 | 44.77 | 43.93 | 42.99 | 42.09 | 41.17 | 34.65 | 25.7 | 15.96
Abham / Exeter / Landulph 132kV | Milehouse 33kV | Milehouse 33kV | Bulk Supply Point | 33 | -4.1581 | 50.3835 | Leading the Way | Headroom (MW) | N/A | 52.86 | 52.13 | 51.66 | 51.09 | 49.88 | 48.91 | 47.98 | 47.02 | 46.12 | 45.25 | 44.27 | 43.31 | 42.21 | 41.1 | 39.88 | 32.11 | 22.03 | 8.94
Abham / Exeter / Landulph 132kV | Milehouse 33kV | Milehouse 33kV | Bulk Supply Point | 33 | -4.1581 | 50.3835 | Steady Progression | Headroom (MW) | N/A | 52.86 | 52.83 | 52.14 | 51.98 | 51.79 | 51.6 | 51.43 | 51.22 | 51.02 | 50.81 | 50.61 | 50.4 | 50.23 | 50.07 | 49.93 | 49.32 | 48.22 | 46.34
Abham / Exeter / Landulph 132kV | Milehouse 33kV | Milehouse 33kV | Bulk Supply Point | 33 | -4.1581 | 50.3835 | System Transformation | Headroom (MW) | N/A | 52.86 | 52.77 | 52 | 51.64 | 51.21 | 50.75 | 50.24 | 49.75 | 49.29 | 48.86 | 48.42 | 48 | 47.61 | 47.25 | 46.93 | 44.81 | 40.47 | 36.22
Abham / Exeter / Landulph 132kV | Milehouse 33kV | Milehouse 33kV | Bulk Supply Point | 33 | -4.1581 | 50.3835 | WPD Best View | Headroom (MW) | N/A | 52.86 | 52.17 | 51.72 | 51.19 | 50.11 | 49.18 | 48.28 | 47.34 | 46.45 | 45.63 | 44.77 | 43.93 | 42.99 | 42.09 | 41.17 | 34.65 | 25.7 | 15.96
Abham / Exeter / Landulph 132kV | Newton Abbot 33kV | Newton Abbot 33kV | Bulk Supply Point | 33 | -3.5952 | 50.5315 | Consumer Transformation | Headroom (MW) | Thermal | 51.06 | 50.31 | 49.08 | 47.6 | 44.16 | 40 | 35.1 | 28.83 | 22.86 | 16.79 | 9.6 | 2.09 | -5.58 | -13.1 | -20.97 | -54.15 | -95.72 | -141.91
Abham / Exeter / Landulph 132kV | Newton Abbot 33kV | Newton Abbot 33kV | Bulk Supply Point | 33 | -3.5952 | 50.5315 | Leading the Way | Headroom (MW) | Thermal | 51.06 | 50.22 | 48.97 | 47.41 | 43.72 | 39.94 | 35.21 | 29.17 | 23.4 | 17.37 | 10.84 | 4.03 | -5.47 | -14.96 | -24.86 | -62.35 | -105.76 | -152.25
Abham / Exeter / Landulph 132kV | Newton Abbot 33kV | Newton Abbot 33kV | Bulk Supply Point | 33 | -3.5952 | 50.5315 | Steady Progression | Headroom (MW) | N/A | 51.06 | 50.94 | 50.52 | 50.14 | 49.6 | 49.03 | 48.43 | 47.53 | 46.49 | 44.54 | 43.12 | 41.56 | 38.84 | 36.36 | 33.3 | 28.38 | 21.93 | 13.2
Abham / Exeter / Landulph 132kV | Newton Abbot 33kV | Newton Abbot 33kV | Bulk Supply Point | 33 | -3.5952 | 50.5315 | System Transformation | Headroom (MW) | Thermal | 51.06 | 50.66 | 49.92 | 49.13 | 47.67 | 45.7 | 43.63 | 40.74 | 36.49 | 32.9 | 28.23 | 23.28 | 18.27 | 13.77 | 8.52 | -3.47 | -24.56 | -47.65
Abham / Exeter / Landulph 132kV | Newton Abbot 33kV | Newton Abbot 33kV | Bulk Supply Point | 33 | -3.5952 | 50.5315 | WPD Best View | Headroom (MW) | Thermal | 51.06 | 50.31 | 49.09 | 47.61 | 44.18 | 40.03 | 35.41 | 29.68 | 23.84 | 18.01 | 11.08 | 3.84 | -3.56 | -10.76 | -18.27 | -49.71 | -89.02 | -132.92
Abham / Exeter / Landulph 132kV | Plymouth 33kV | Plymouth 33kV | Bulk Supply Point | 33 | -4.112 | 50.3688 | Consumer Transformation | Headroom (MW) | Thermal | 78.56 | 77.66 | 76.56 | 75.24 | 72.45 | 68.37 | 65.8 | 63.23 | 60.72 | 58.27 | 55.72 | 53.18 | 50.6 | 48.07 | 45.48 | 28.96 | 7.21 | -15.16
Abham / Exeter / Landulph 132kV | Plymouth 33kV | Plymouth 33kV | Bulk Supply Point | 33 | -4.112 | 50.3688 | Leading the Way | Headroom (MW) | Thermal | 78.56 | 77.59 | 76.42 | 75.01 | 70.39 | 67.7 | 65.01 | 62.36 | 59.75 | 57.19 | 54.3 | 51.45 | 48.51 | 45.61 | 42.55 | 23.97 | -1.2 | -30.8
Abham / Exeter / Landulph 132kV | Plymouth 33kV | Plymouth 33kV | Bulk Supply Point | 33 | -4.112 | 50.3688 | Steady Progression | Headroom (MW) | N/A | 78.56 | 78.41 | 77.65 | 77.16 | 76.58 | 70.91 | 69.92 | 67.35 | 66.41 | 65.49 | 64.6 | 63.81 | 63.17 | 62.61 | 62.07 | 60.37 | 57.45 | 52.68
Abham / Exeter / Landulph 132kV | Plymouth 33kV | Plymouth 33kV | Bulk Supply Point | 33 | -4.112 | 50.3688 | System Transformation | Headroom (MW) | N/A | 78.56 | 78.2 | 77.17 | 76.36 | 75.13 | 72.49 | 71.22 | 69.92 | 68.62 | 67.31 | 65.87 | 64.54 | 63.22 | 62.06 | 60.96 | 55.12 | 43.74 | 33.68
Abham / Exeter / Landulph 132kV | Plymouth 33kV | Plymouth 33kV | Bulk Supply Point | 33 | -4.112 | 50.3688 | WPD Best View | Headroom (MW) | Thermal | 78.56 | 77.68 | 76.61 | 75.33 | 72.66 | 68.66 | 66.15 | 63.65 | 61.2 | 58.8 | 56.32 | 53.84 | 51.32 | 48.87 | 46.36 | 30.42 | 9.25 | -12.42
Abham / Exeter / Landulph 132kV | Plympton 33kV | Plympton 33kV | Bulk Supply Point | 33 | -4.0121 | 50.3717 | Consumer Transformation | Headroom (MW) | Thermal | 27.67 | 26.78 | 25.84 | 24.96 | 23.14 | 21.02 | 18.62 | 15.86 | 13.28 | 10.34 | 6.86 | 3.13 | -0.68 | -6.03 | -10.13 | -24.92 | -32.04 | -54.38
Abham / Exeter / Landulph 132kV | Plympton 33kV | Plympton 33kV | Bulk Supply Point | 33 | -4.0121 | 50.3717 | Leading the Way | Headroom (MW) | Thermal | 27.67 | 33.64 | 32.68 | 31.74 | 29.76 | 28.05 | 26.36 | 23.55 | 20.78 | 18 | 15.03 | 11.77 | 6.64 | 1.78 | -3.32 | -13.19 | -50.98 | -76.38
Abham / Exeter / Landulph 132kV | Plympton 33kV | Plympton 33kV | Bulk Supply Point | 33 | -4.0121 | 50.3717 | Steady Progression | Headroom (MW) | N/A | 27.67 | 27.58 | 27.4 | 26.74 | 22.25 | 21.96 | 21.08 | 20.01 | 18.97 | 17.86 | 16.67 | 15.46 | 13.67 | 12 | 9.98 | 14.03 | 10.34 | 5.44
Abham / Exeter / Landulph 132kV | Plympton 33kV | Plympton 33kV | Bulk Supply Point | 33 | -4.0121 | 50.3717 | System Transformation | Headroom (MW) | Thermal | 27.67 | 27.42 | 26.62 | 25.85 | 25.18 | 24 | 22.34 | 20.34 | 18.13 | 15.82 | 13.04 | 10.04 | 6.96 | 2.46 | -0.74 | -2.05 | -14.55 | -30.66
Abham / Exeter / Landulph 132kV | Plympton 33kV | Plympton 33kV | Bulk Supply Point | 33 | -4.0121 | 50.3717 | WPD Best View | Headroom (MW) | Thermal | 27.67 | 26.89 | 26.37 | 25.41 | 24.17 | 22.54 | 20.53 | 18.15 | 15.87 | 13.25 | 10.11 | 6.73 | 3.27 | -1.65 | -5.33 | -15.2 | -20.89 | -39.63
Seabank 132kV | Portishead 33kV | Portishead 33kV | Bulk Supply Point | 33 | -2.7453 | 51.489 | Consumer Transformation | Headroom (MW) | Thermal | 26.51 | 26.05 | 25.32 | 24.43 | 22.59 | 20.81 | 19.11 | 15.45 | 13.66 | 11.87 | 9.99 | 8.07 | 6.11 | 4.14 | 2.02 | -9.52 | -23.81 | -39.62
Seabank 132kV | Portishead 33kV | Portishead 33kV | Bulk Supply Point | 33 | -2.7453 | 51.489 | Leading the Way | Headroom (MW) | Thermal | 26.51 | 26 | 25.22 | 24.28 | 22.25 | 20.41 | 18.68 | 14.81 | 12.87 | 11 | 8.96 | 2.48 | 0.02 | -2.55 | -5.27 | -19.07 | -35.67 | -55.72
Seabank 132kV | Portishead 33kV | Portishead 33kV | Bulk Supply Point | 33 | -2.7453 | 51.489 | Steady Progression | Headroom (MW) | N/A | 26.51 | 26.41 | 26.12 | 25.83 | 25.51 | 25.14 | 24.79 | 24.37 | 23.99 | 23.56 | 23.14 | 22.72 | 22.19 | 21.7 | 21.14 | 20.01 | 17.89 | 14.73
Seabank 132kV | Portishead 33kV | Portishead 33kV | Bulk Supply Point | 33 | -2.7453 | 51.489 | System Transformation | Headroom (MW) | Thermal | 26.51 | 26.25 | 25.77 | 25.26 | 24.44 | 23.61 | 22.76 | 20.78 | 19.66 | 18.69 | 17.62 | 16.53 | 15.48 | 14.48 | 13.42 | 9.32 | 1.83 | -5.72
Seabank 132kV | Portishead 33kV | Portishead 33kV | Bulk Supply Point | 33 | -2.7453 | 51.489 | WPD Best View | Headroom (MW) | Thermal | 26.51 | 26.25 | 25.77 | 25.26 | 24.44 | 23.61 | 22.76 | 20.78 | 19.66 | 18.69 | 17.62 | 16.53 | 15.48 | 14.48 | 13.42 | 9.32 | 1.83 | -5.72
Seabank 132kV | Radstock 33kV | Radstock 33kV | Bulk Supply Point | 33 | -2.5082 | 51.2905 | Consumer Transformation | Headroom (MW) | Thermal | 39.46 | 39.16 | 28.93 | 26.84 | 22.93 | 17.55 | 3.66 | -20.19 | -39.49 | -58.78 | -77.84 | -97.24 | -116.8 | -136.29 | -158.62 | -240.57 | -333.02 | -431.1
Seabank 132kV | Radstock 33kV | Radstock 33kV | Bulk Supply Point | 33 | -2.5082 | 51.2905 | Leading the Way | Headroom (MW) | Thermal | 39.46 | 39.05 | 28.94 | 26.92 | 22.67 | 19.6 | 7.07 | -8.89 | -22.56 | -39.66 | -53.85 | -68.4 | -90.21 | -111.71 | -134.53 | -212.02 | -295.83 | -371.17
Seabank 132kV | Radstock 33kV | Radstock 33kV | Bulk Supply Point | 33 | -2.5082 | 51.2905 | Steady Progression | Headroom (MW) | Thermal | 39.46 | 39.57 | 30.06 | 21.33 | 20.84 | 20.47 | 19.06 | 16.63 | 12.68 | 0.88 | -3.28 | -7.93 | -15.52 | -21.88 | -29.27 | -40.17 | -51.82 | -65.75
Seabank 132kV | Radstock 33kV | Radstock 33kV | Bulk Supply Point | 33 | -2.5082 | 51.2905 | System Transformation | Headroom (MW) | Thermal | 39.46 | 39.42 | 29.71 | 28.44 | 27.02 | 23.8 | 20.27 | 14.73 | 0.35 | -10.24 | -21.61 | -33.35 | -45.14 | -55.12 | -67.08 | -94.26 | -129.53 | -169.56
Seabank 132kV | Radstock 33kV | Radstock 33kV | Bulk Supply Point | 33 | -2.5082 | 51.2905 | WPD Best View | Headroom (MW) | Thermal | 39.46 | 39.32 | 29.52 | 28.01 | 25.52 | 23.13 | 20.7 | 16.92 | 11.8 | -1.38 | -7.39 | -14.11 | -23.55 | -31.74 | -41.35 | -64.55 | -90.37 | -117.94
Iron Acton 132kV | Seabank 33kV | Seabank 33kV | Bulk Supply Point | 33 | -2.6694 | 51.5374 | Consumer Transformation | Headroom (MW) | N/A | 42.58 | 42.55 | 42.53 | 42.44 | 42.33 | 42.29 | 42.38 | 42.41 | 42.5 | 42.61 | 42.64 | 42.69 | 42.77 | 42.85 | 42.92 | 42.66 | 39.67 | 37.68
Iron Acton 132kV | Seabank 33kV | Seabank 33kV | Bulk Supply Point | 33 | -2.6694 | 51.5374 | Leading the Way | Headroom (MW) | N/A | 42.58 | 42.55 | 42.53 | 42.44 | 42.33 | 42.32 | 42.51 | 42.69 | 42.89 | 43.1 | 43.26 | 43.44 | 43.61 | 43.78 | 43.94 | 43.79 | 40.47 | 38.04
Iron Acton 132kV | Seabank 33kV | Seabank 33kV | Bulk Supply Point | 33 | -2.6694 | 51.5374 | Steady Progression | Headroom (MW) | N/A | 42.58 | 42.57 | 42.57 | 42.45 | 42.43 | 42.45 | 42.56 | 42.66 | 42.78 | 42.88 | 43.03 | 43.19 | 43.44 | 43.71 | 44 | 45.36 | 45.01 | 44.37
Iron Acton 132kV | Seabank 33kV | Seabank 33kV | Bulk Supply Point | 33 | -2.6694 | 51.5374 | System Transformation | Headroom (MW) | N/A | 42.58 | 42.56 | 42.56 | 42.49 | 42.38 | 42.39 | 42.58 | 42.73 | 42.87 | 43.05 | 43.21 | 43.4 | 43.61 | 43.85 | 44.1 | 45.03 | 43.51 | 42.46
Iron Acton 132kV | Seabank 33kV | Seabank 33kV | Bulk Supply Point | 33 | -2.6694 | 51.5374 | WPD Best View | Headroom (MW) | N/A | 42.58 | 42.56 | 42.56 | 42.49 | 42.38 | 42.39 | 42.58 | 42.73 | 42.87 | 43.05 | 43.21 | 43.4 | 43.61 | 43.85 | 44.1 | 45.03 | 43.51 | 42.46
Abham / Exeter / Landulph 132kV | Sowton 33kV | Sowton 33kV | Bulk Supply Point | 33 | -3.466 | 50.727 | Consumer Transformation | Headroom (MW) | Thermal | 29.76 | 29.69 | 30.72 | 31.72 | 31.1 | 30.03 | 17.64 | 16.28 | 14.7 | 13.06 | 11.15 | 9.12 | 7.09 | 5.02 | 4.34 | 12.47 | -1.63 | -17.32
Abham / Exeter / Landulph 132kV | Sowton 33kV | Sowton 33kV | Bulk Supply Point | 33 | -3.466 | 50.727 | Leading the Way | Headroom (MW) | Thermal | 29.76 | 29.67 | 30.89 | 32.36 | 31.72 | 30.7 | 18.27 | 16.8 | 14.97 | 13.11 | 10.87 | 8.61 | 6.41 | 3.93 | 20.96 | 8.15 | -8.73 | -33.52
Abham / Exeter / Landulph 132kV | Sowton 33kV | Sowton 33kV | Bulk Supply Point | 33 | -3.466 | 50.727 | Steady Progression | Headroom (MW) | N/A | 29.76 | 29.88 | 31.08 | 32.38 | 33.11 | 22.09 | 22.15 | 22.23 | 22.2 | 22.13 | 22 | 21.9 | 21.74 | 21.41 | 20.95 | 19.68 | 36.51 | 32.57
Abham / Exeter / Landulph 132kV | Sowton 33kV | Sowton 33kV | Bulk Supply Point | 33 | -3.466 | 50.727 | System Transformation | Headroom (MW) | N/A | 29.76 | 29.82 | 31.08 | 32.46 | 32.83 | 32.8 | 21.41 | 20.92 | 20.06 | 19.37 | 18.37 | 17.28 | 16.26 | 15.25 | 14.12 | 31.31 | 24.38 | 13.13
Abham / Exeter / Landulph 132kV | Sowton 33kV | Sowton 33kV | Bulk Supply Point | 33 | -3.466 | 50.727 | WPD Best View | Headroom (MW) | N/A | 29.76 | 29.88 | 31.25 | 32.75 | 33.41 | 33.6 | 22.4 | 22.09 | 21.4 | 20.9 | 20.06 | 19.11 | 18.21 | 17.32 | 16.31 | 15.42 | 31.08 | 21.61
Bridgwater / Taunton 132kV | Taunton 33kV | Taunton 33kV | Bulk Supply Point | 33 | -3.1528 | 51.017 | Consumer Transformation | Headroom (MW) | Thermal | 72.93 | 72.23 | 71.14 | 69.78 | 66.67 | 62.6 | 58.41 | 53.17 | 47.38 | 41.15 | 33.73 | 25.57 | 17.04 | 9.11 | -0.15 | -30.95 | -63.42 | -100.28
Bridgwater / Taunton 132kV | Taunton 33kV | Taunton 33kV | Bulk Supply Point | 33 | -3.1528 | 51.017 | Leading the Way | Headroom (MW) | Thermal | 72.93 | 72.12 | 70.97 | 69.53 | 65.99 | 62.95 | 59.57 | 53.29 | 47 | 40.71 | 34.17 | 26.95 | 15.33 | 4.37 | -7.11 | -46.49 | -85.13 | -119.15
Bridgwater / Taunton 132kV | Taunton 33kV | Taunton 33kV | Bulk Supply Point | 33 | -3.1528 | 51.017 | Steady Progression | Headroom (MW) | N/A | 72.93 | 72.82 | 72.44 | 72.04 | 71.55 | 63.62 | 62.48 | 60.8 | 59.15 | 57.34 | 55.3 | 53.11 | 49.37 | 45.74 | 41.17 | 34.41 | 27.66 | 18.06
Bridgwater / Taunton 132kV | Taunton 33kV | Taunton 33kV | Bulk Supply Point | 33 | -3.1528 | 51.017 | System Transformation | Headroom (MW) | Thermal | 72.93 | 72.56 | 71.89 | 71.13 | 69.77 | 67.39 | 64.94 | 61.31 | 56.93 | 52.09 | 46.13 | 39.46 | 32.52 | 26.35 | 18.94 | 1.54 | -19.29 | -42.36
Bridgwater / Taunton 132kV | Taunton 33kV | Taunton 33kV | Bulk Supply Point | 33 | -3.1528 | 51.017 | WPD Best View | Headroom (MW) | Thermal | 72.93 | 72.56 | 71.89 | 71.13 | 69.77 | 67.4 | 64.95 | 61.32 | 56.94 | 52.11 | 46.14 | 39.48 | 32.54 | 26.37 | 18.96 | 1.57 | -19.23 | -42.3
Abham / Exeter / Landulph 132kV | Tiverton 33kV | Tiverton 33kV | Bulk Supply Point | 33 | -3.3813 | 50.8958 | Consumer Transformation | Headroom (MW) | Thermal | 7.08 | 0.86 | 0.03 | -0.99 | -3.42 | -6.44 | -9.57 | -14.55 | -19.62 | -25.01 | -31.83 | -39.29 | -46.97 | -54.25 | -62.75 | -91.28 | -121.83 | -155.73
Abham / Exeter / Landulph 132kV | Tiverton 33kV | Tiverton 33kV | Bulk Supply Point | 33 | -3.3813 | 50.8958 | Leading the Way | Headroom (MW) | Thermal | 7.08 | 0.77 | -0.1 | -1.15 | -3.92 | -5.93 | -8.17 | -13.27 | -18.24 | -23.41 | -28.87 | -40.07 | -50.09 | -59.69 | -69.76 | -104.91 | -137.82 | -163.96
Abham / Exeter / Landulph 132kV | Tiverton 33kV | Tiverton 33kV | Bulk Supply Point | 33 | -3.3813 | 50.8958 | Steady Progression | Headroom (MW) | Thermal | 7.08 | 1.27 | 0.95 | 0.64 | 0.2 | -0.21 | -0.39 | -1.22 | -2.16 | -3.86 | -5.33 | -7.06 | -10.47 | -13.7 | -17.79 | -23.68 | -30.55 | -38.7
Abham / Exeter / Landulph 132kV | Tiverton 33kV | Tiverton 33kV | Bulk Supply Point | 33 | -3.3813 | 50.8958 | System Transformation | Headroom (MW) | Thermal | 7.08 | 1.08 | 0.58 | 0 | -1.11 | -2.99 | -4.6 | -7.44 | -11.44 | -15.46 | -20.79 | -26.71 | -32.85 | -38.25 | -44.78 | -60.5 | -77.92 | -97.7
Abham / Exeter / Landulph 132kV | Tiverton 33kV | Tiverton 33kV | Bulk Supply Point | 33 | -3.3813 | 50.8958 | WPD Best View | Headroom (MW) | Thermal | 7.08 | 1.08 | 0.58 | 0 | -1.11 | -2.99 | -4.6 | -7.44 | -11.44 | -15.46 | -20.79 | -26.71 | -32.85 | -38.25 | -44.78 | -60.5 | -77.92 | -97.7
Abham / Exeter / Landulph 132kV | Torquay 33kV | Torquay 33kV | Bulk Supply Point | 33 | -3.5451 | 50.4878 | Consumer Transformation | Headroom (MW) | N/A | 58.16 | 57.95 | 57.48 | 56.98 | 55.69 | 54.37 | 52.92 | 51.39 | 49.91 | 48.55 | 47.2 | 45.85 | 44.48 | 43.04 | 41.54 | 31.58 | 18.68 | 4.77
Abham / Exeter / Landulph 132kV | Torquay 33kV | Torquay 33kV | Bulk Supply Point | 33 | -3.5451 | 50.4878 | Leading the Way | Headroom (MW) | Thermal | 58.16 | 57.92 | 57.41 | 56.91 | 55.46 | 54.07 | 52.53 | 50.92 | 49.36 | 47.94 | 46.44 | 44.93 | 43.35 | 41.65 | 39.81 | 28.3 | 13.83 | -4.5
Abham / Exeter / Landulph 132kV | Torquay 33kV | Torquay 33kV | Bulk Supply Point | 33 | -3.5451 | 50.4878 | Steady Progression | Headroom (MW) | N/A | 58.16 | 58.16 | 57.92 | 57.83 | 57.68 | 57.46 | 57.22 | 56.97 | 56.71 | 56.43 | 56.16 | 55.91 | 55.67 | 55.45 | 55.23 | 54.4 | 52.83 | 50.29
Abham / Exeter / Landulph 132kV | Torquay 33kV | Torquay 33kV | Bulk Supply Point | 33 | -3.5451 | 50.4878 | System Transformation | Headroom (MW) | N/A | 58.16 | 58.08 | 57.73 | 57.55 | 57.04 | 56.51 | 55.92 | 55.34 | 54.63 | 53.99 | 53.31 | 52.63 | 51.99 | 51.38 | 50.78 | 47.42 | 41.07 | 34.91
Abham / Exeter / Landulph 132kV | Torquay 33kV | Torquay 33kV | Bulk Supply Point | 33 | -3.5451 | 50.4878 | WPD Best View | Headroom (MW) | N/A | 58.16 | 58.06 | 57.68 | 57.46 | 56.83 | 56.21 | 55.54 | 54.9 | 54.13 | 53.41 | 52.66 | 51.91 | 51.2 | 50.51 | 49.82 | 45.86 | 38.88 | 31.95
Abham / Exeter / Landulph 132kV | Totnes 33kV | Totnes 33kV | Bulk Supply Point | 33 | -3.7273 | 50.4439 | Consumer Transformation | Headroom (MW) | Thermal | 25.315 | 24.835 | 24.165 | 23.515 | 21.565 | 18.635 | 15.765 | 11.865 | 7.625 | 3.015 | -3.205 | -10.055 | -17.245 | -23.945 | -31.845 | -53.405 | -79.945 | -110.245
Abham / Exeter / Landulph 132kV | Totnes 33kV | Totnes 33kV | Bulk Supply Point | 33 | -3.7273 | 50.4439 | Leading the Way | Headroom (MW) | Thermal | 25.315 | 24.785 | 24.065 | 23.435 | 21.285 | 19.345 | 17.235 | 12.585 | 8.015 | 3.475 | -1.545 | -7.135 | -16.915 | -26.215 | -35.945 | -62.205 | -92.715 | -115.685
Abham / Exeter / Landulph 132kV | Totnes 33kV | Totnes 33kV | Bulk Supply Point | 33 | -3.7273 | 50.4439 | Steady Progression | Headroom (MW) | Thermal | 25.315 | 25.205 | 24.935 | 24.845 | 24.645 | 24.345 | 24.035 | 23.185 | 22.355 | 21.255 | 19.905 | 18.285 | 14.945 | 11.755 | 7.605 | 1.825 | -4.855 | -12.585
Abham / Exeter / Landulph 132kV | Totnes 33kV | Totnes 33kV | Bulk Supply Point | 33 | -3.7273 | 50.4439 | System Transformation | Headroom (MW) | Thermal | 25.315 | 25.055 | 24.615 | 24.315 | 23.565 | 21.845 | 20.005 | 17.175 | 13.635 | 9.925 | 4.765 | -0.995 | -7.035 | -12.425 | -18.895 | -30.595 | -47.395 | -66.795
Abham / Exeter / Landulph 132kV | Totnes 33kV | Totnes 33kV | Bulk Supply Point | 33 | -3.7273 | 50.4439 | WPD Best View | Headroom (MW) | Thermal | 25.315 | 25.015 | 24.515 | 24.145 | 23.155 | 21.225 | 19.215 | 16.235 | 12.545 | 8.685 | 3.385 | -2.535 | -8.735 | -14.315 | -21.005 | -34.205 | -52.295 | -73.215
Seabank 132kV | Weston 33kV | Weston 33kV | Bulk Supply Point | 33 | -2.9559 | 51.3455 | Consumer Transformation | Headroom (MW) | Thermal | 39.45 | 38.81 | 37.74 | 36.44 | 33.5 | 30.6 | 28.04 | 25.08 | 21.84 | 18.48 | 14.68 | 10.6 | 6.41 | 2.34 | -2.21 | -14.09 | -36.72 | -60.85
Seabank 132kV | Weston 33kV | Weston 33kV | Bulk Supply Point | 33 | -2.9559 | 51.3455 | Leading the Way | Headroom (MW) | Thermal | 39.45 | 38.71 | 37.6 | 36.2 | 32.91 | 30.33 | 28.15 | 24.98 | 21.63 | 18.28 | 14.81 | 11.09 | 5.67 | 0.32 | 0.71 | -18.98 | -48.39 | -76.26
Seabank 132kV | Weston 33kV | Weston 33kV | Bulk Supply Point | 33 | -2.9559 | 51.3455 | Steady Progression | Headroom (MW) | N/A | 39.45 | 39.35 | 39.03 | 38.7 | 38.26 | 37.8 | 37.46 | 36.93 | 36.34 | 35.63 | 34.83 | 33.94 | 32.43 | 30.96 | 29.13 | 26.25 | 28.13 | 22.23
Seabank 132kV | Weston 33kV | Weston 33kV | Bulk Supply Point | 33 | -2.9559 | 51.3455 | System Transformation | Headroom (MW) | Thermal | 39.45 | 39.1 | 38.47 | 37.78 | 36.5 | 34.95 | 33.57 | 31.83 | 29.74 | 27.48 | 24.8 | 21.81 | 18.76 | 16.02 | 12.87 | 12.82 | -2.19 | -15.8
Seabank 132kV | Weston 33kV | Weston 33kV | Bulk Supply Point | 33 | -2.9559 | 51.3455 | WPD Best View | Headroom (MW) | Thermal | 39.45 | 39.13 | 38.5 | 37.83 | 36.61 | 35.38 | 34.31 | 33.03 | 31.54 | 29.93 | 28.18 | 26.23 | 23.84 | 21.61 | 19.01 | 19.97 | 6.65 | -4.63
Axminster 132kV | Woodcote 33kV | Woodcote 33kV | Bulk Supply Point | 33 | -2.9213 | 50.7876 | Consumer Transformation | Headroom (MW) | Thermal | 47.97 | 45.49 | 44.64 | 35.38 | 31.7 | 28.23 | 24.71 | 20.9 | 17.13 | 13.06 | 8.78 | 4.42 | 0.02 | -4.32 | -9.04 | -32.49 | -61.92 | -88.79
Axminster 132kV | Woodcote 33kV | Woodcote 33kV | Bulk Supply Point | 33 | -2.9213 | 50.7876 | Leading the Way | Headroom (MW) | Thermal | 47.97 | 45.38 | 44.5 | 35.2 | 30.52 | 27.33 | 24.49 | 20.83 | 16.88 | 12.89 | 8.82 | 4.68 | -0.82 | -6.24 | -11.92 | -39.26 | -72.38 | -103.63
Axminster 132kV | Woodcote 33kV | Woodcote 33kV | Bulk Supply Point | 33 | -2.9213 | 50.7876 | Steady Progression | Headroom (MW) | N/A | 47.97 | 46.39 | 46.21 | 38.48 | 38.19 | 37.77 | 36.89 | 35.84 | 34.69 | 33.36 | 32.07 | 30.84 | 29.33 | 27.91 | 26.29 | 23.78 | 19.61 | 13.06
Axminster 132kV | Woodcote 33kV | Woodcote 33kV | Bulk Supply Point | 33 | -2.9213 | 50.7876 | System Transformation | Headroom (MW) | Thermal | 47.97 | 46.09 | 45.59 | 37.35 | 35.98 | 34.35 | 32.41 | 30.19 | 27.52 | 24.86 | 22.05 | 19.15 | 16.31 | 13.77 | 10.96 | 1.23 | -14.88 | -28.57
Axminster 132kV | Woodcote 33kV | Woodcote 33kV | Bulk Supply Point | 33 | -2.9213 | 50.7876 | WPD Best View | Headroom (MW) | Thermal | 47.97 | 46.19 | 45.77 | 37.66 | 36.7 | 35.38 | 33.83 | 31.91 | 29.66 | 27.28 | 24.82 | 22.24 | 19.65 | 17.39 | 14.82 | 6.89 | -4.3 | -15.91