## Introduction
Network Headroom Report 2023 Data Workbook
This workbook is an accompaniment to our 2023 Network Headroom Report. It contains detailed datasets and interactive tools which allow our customers to understand headroom availability by Primary and Bulk Supply point, from a Demand and Generation point of view out to 2051.
The Data contained in this workbook is based on our DFES 2022 data and existing network. Please note the value of headroom is calculated from two reference points, Firm Capacity at sites now, and the anticipated Firm Capacity at sites at the end of RIIO-ED2 (2028) based on changes to firm capacity driven by anticipated investment outcomes. Results should only be used as an indication and will be updated upon the next refresh of the data in one year time.
www
CONTENTS
Section | Tab | Description
INTERACTIVE DATA TOOLS | Local Authority Look Up | List of all Primaries, BSPs and GSPs with a link to the local authrity in which they are located.
| Demand Headroom Summary Table | Select specific Primary or BSP to return overview of Demand Headroom 2023-2051
| Generation Headroom Summary Table | Select specific Primary or BSP and technology type to return overview of Generation Headroom 2023-2051
GROUP,BSP AND PRIMARY SUBSTATION DATASETS | Primary Headroom | All Primary data showing demand headroom by Scenario
| BSP Headroom | All BSP data showing demand headroom by Scenario
| Gen Primary Headroom | All Primary data showing generation headroom by Scenario
| Gen BSP Headroom | All BSP data showing generation headroom by Scenario
TRANSMISSION HEADROOM | Transmission Headroom | Transmission Headroom with earliest in service dates
Version
1.2
Published
Apr 2023

## User Guide
Network Headroom Report 2023 Data Workbook - User Guide
This workbook should be used in conjunction with the following documents - Network Development Report, Network Headroom Report and Network Development Methodology
To review demand headroom at any Primary or Bulk Supply Point on the ENWL network, the user can initially identify the location via "Tab 1 Local Authority Look Up" which highlights the local authority in which the specific site resides. Please note some sites cover more than one local authority. Next the user should move to "Tab 2 Demand Headroom Table", and using the drop down menu in cell D4 select the Primary Substation as required. This will then cause the look up to display results from all five scenarios out to 2051.The user should then progress to cell D22 and select the Bulk Supply Point indicated in cell D5 to get a picture and understanding of the BSP headroom availability. Alternatively should the user only be interested in BSP capacity then cell D22 can be used to simply select the required BSP location.
Capacity is quoted as either Firm or Non Firm. Firm capacity is defined at a two transformer site as the Long Term Emergency Rating of the remaining in service transformer for the loss of the other transfomer or the HV transfer capablity of a single transfomer site. Non firm is based on the 3 min Auto Switching rating of the transfomer or the HV transfer capablity of a single transformer site.
A similar process can then be followed using "Tab 3 Generation headroom table". The drop down menu in cell D4 allows the Primary Substation to be selected with the results from all scenarios out to 2051 displayed. Use of Cell D4 allows the selection of the specific technology type to be made, allowing for example either Synchronous or Battery Technology to be selected. The user should then progress to cell D24 and select the Bulk Supply Point indicated in cell D5 to get a picture and understanding of the BSP headroom availability. It is recommended to also match the technology type via cell D25. Alternatively should the user only be interested in BSP capacity then cell D24 can be used to simply select the appropriate BSP location along with the technology type selection in cell D25.
Negative values shown in red cells in the report workbook tabs indicate where there are shortfalls in the capacity of our existing network and show us where future network interventions may be required; this allows users to understand the influence of the various scenarios on available network headroom up to 2051. Negative values also show where interventions may be required to accommodate demand or generation forecast requirements, and these should not be interpreted as a barrier to specific requirements. Review of the Network Development Plan Document will likely show an investment route planned to alleviate any highlighted shortfall.

## 1 - Local Authority Look Up
Primary | Bulk Supply Point | Grid Supply Point | Local Authority | Combined Local Authority
Albion St | Lower Darwen | Penwortham East GSP / Rochdale SGT 1 GROUP | Blackburn with Darwen | Lancashire
Alderley & Chelford | Moss Nook | South Manchester GSP | Cheshire East | Greater Manchester
Alston | Penrith & Shap | Harker ENWL SGTs 1 2 3A 4 / Hutton GSP GROUP | Eden | Cumbria
Ambleside | Kendal (Parkside Rd) | Harker ENWL SGTs 1 2 3A 4 / Hutton GSP GROUP | South Lakeland | Cumbria
Ancoats North T11 & T12 | Red Bank | Whitegate GSP | Manchester | Greater Manchester
Ancoats North T14 | Red Bank | Whitegate GSP | Manchester | Greater Manchester
Annie Pit | Stainburn & Siddick | Harker ENWL SGTs 1 2 3A 4 / Hutton GSP GROUP | Allerdale | Cumbria
Ansdell | Lytham | Penwortham West GSP / Stanah GSP GROUP | Fylde | Lancashire
Ardwick | Stuart St | Stalybridge GSP | Manchester | Greater Manchester
Arnside | Kendal (Parkside Rd) | Harker ENWL SGTs 1 2 3A 4 / Hutton GSP GROUP | Lancaster | Cumbria
Arnside | Kendal (Parkside Rd) | Harker ENWL SGTs 1 2 3A 4 / Hutton GSP GROUP | South Lakeland | Cumbria
Ashton (Golborne) | Golborne | Bold | St. Helens | Merseyside
Ashton (Golborne) | Golborne | Bold | Wigan | Greater Manchester
Ashton (Ribble) | Ribble | Penwortham East GSP / Rochdale SGT 1 GROUP | Fylde | Lancashire
Ashton (Ribble) | Ribble | Penwortham East GSP / Rochdale SGT 1 GROUP | Preston | Lancashire
Ashton On Mersey | Sale | Carrington ENWL SGTs 1B 2B 4 7 | Trafford | Greater Manchester
Ashton Under Lyne T11 & T12 | Hartshead-Heyrod | Stalybridge GSP | Oldham | Greater Manchester
Ashton Under Lyne T11 & T12 | Hartshead-Heyrod | Stalybridge GSP | Tameside | Greater Manchester
Ashton Under Lyne T13 | Hartshead-Heyrod | Stalybridge GSP | Tameside | Greater Manchester
Ashwood Dale | Buxton | Stalybridge GSP | High Peak | Derbyshire
Askam & Dalton | Ulverston | Harker ENWL SGTs 1 2 3A 4 / Hutton GSP GROUP | Barrow-in-Furness | Cumbria
Askam & Dalton | Ulverston | Harker ENWL SGTs 1 2 3A 4 / Hutton GSP GROUP | Copeland | Cumbria
Askam & Dalton | Ulverston | Harker ENWL SGTs 1 2 3A 4 / Hutton GSP GROUP | South Lakeland | Cumbria
Askerton Castle | Spadeadam 11/33kV | Harker ENWL SGTs 1 2 3A 4 / Hutton GSP GROUP | Carlisle | Cumbria
Aspatria | Stainburn & Siddick | Harker ENWL SGTs 1 2 3A 4 / Hutton GSP GROUP | Allerdale | Cumbria
Atherton Town Centre | Atherton | Kearsley 132 GSP | Bolton | Greater Manchester
Atherton Town Centre | Atherton | Kearsley 132 GSP | Wigan | Lancashire
Athletic St | Burnley | Rochdale SGTs 2 3 4 | Burnley | Lancashire
Avenham | Preston East | Penwortham East GSP / Rochdale SGT 1 GROUP | Preston | Lancashire
Baguley | Sale | Carrington ENWL SGTs 1B 2B 4 7 | Manchester | Greater Manchester
Baguley | Sale | Carrington ENWL SGTs 1B 2B 4 7 | Trafford | Greater Manchester
Bamber Bridge | Ribble | Penwortham East GSP / Rochdale SGT 1 GROUP | South Ribble | Lancashire
Barbara St | Bolton | Kearsley 132 GSP | Bolton | Greater Manchester
Barrow | Barrow & Sandgate | Harker ENWL SGTs 1 2 3A 4 / Hutton GSP GROUP | Barrow-in-Furness | Cumbria
Barrow | Barrow & Sandgate | Harker ENWL SGTs 1 2 3A 4 / Hutton GSP GROUP | South Lakeland | Cumbria
Barton Dock Rd | Barton | Carrington ENWL SGTs 1B 2B 4 7 | Trafford | Greater Manchester
Bedford | Atherton | Kearsley 132 GSP | Salford | Greater Manchester
Bedford | Atherton | Kearsley 132 GSP | Warrington | Warrington
Bedford | Atherton | Kearsley 132 GSP | Wigan | Greater Manchester
Belgrave | Greenhill | Whitegate GSP | Oldham | Greater Manchester
Belgrave | Greenhill | Whitegate GSP | Tameside | Greater Manchester
Benchill | West Didsbury | South Manchester GSP | Manchester | Greater Manchester
Bentham | Kendal (Parkside Rd) | Harker ENWL SGTs 1 2 3A 4 / Hutton GSP GROUP | Craven | Cumbria
Bentham | Kendal (Parkside Rd) | Harker ENWL SGTs 1 2 3A 4 / Hutton GSP GROUP | Lancaster | Cumbria
Bispham | Bispham | Penwortham West GSP / Stanah GSP GROUP | Blackpool | Lancashire
Bispham | Bispham | Penwortham West GSP / Stanah GSP GROUP | Wyre | Lancashire
Blackbull | Ribble | Penwortham East GSP / Rochdale SGT 1 GROUP | Preston | Lancashire
Blackbull | Ribble | Penwortham East GSP / Rochdale SGT 1 GROUP | Wyre | Lancashire
Blackburn | Blackburn | Penwortham East GSP / Rochdale SGT 1 GROUP | Blackburn with Darwen | Lancashire
Blackburn | Blackburn | Penwortham East GSP / Rochdale SGT 1 GROUP | Hyndburn | Lancashire
Blackburn Rd Clayton | Huncoat | Padiham GSP | Hyndburn | Lancashire
Blackburn Rd Clayton | Huncoat | Padiham GSP | Ribble Valley | Lancashire
Blackfriars | Frederick Rd | Kearsley 132 GSP | Manchester | Greater Manchester
Blackfriars | Frederick Rd | Kearsley 132 GSP | Salford | Greater Manchester
Blackley | Red Bank | Whitegate GSP | Bury | Greater Manchester
Blackley | Red Bank | Whitegate GSP | Manchester | Greater Manchester
Blackpool | Blackpool | Penwortham West GSP / Stanah GSP GROUP | Blackpool | Lancashire
Bollington |  | Macclesfield 33 GSP | Cheshire East | Cheshire East
Bolton By Bowland | Padiham | Padiham GSP | Ribble Valley | Lancashire
Bolton Le Sands | Lancaster | Heysham GSP | Lancaster | Lancashire
Botany Bay | Leyland | Penwortham West GSP / Stanah GSP GROUP | Chorley | Lancashire
Bow Lane | Leyland | Penwortham West GSP / Stanah GSP GROUP | Chorley | Lancashire
Bow Lane | Leyland | Penwortham West GSP / Stanah GSP GROUP | South Ribble | Lancashire
Bowaters | Barrow & Sandgate | Harker ENWL SGTs 1 2 3A 4 / Hutton GSP GROUP | Barrow-in-Furness | Cumbria
Bowdon | Altrincham | Carrington ENWL SGTs 1B 2B 4 7 | Cheshire East | Cheshire East
Bowdon | Altrincham | Carrington ENWL SGTs 1B 2B 4 7 | Trafford | Greater Manchester
Bradford | Stuart St | Stalybridge GSP | Manchester | Greater Manchester
Bradshawgate | Bolton | Kearsley 132 GSP | Bolton | Greater Manchester
Bramhall | Hazel Grove | Bredbury GSP | Stockport | Greater Manchester
Bridgewater | Bloom St | South Manchester GSP | Manchester | Greater Manchester
Brinksway | Adswood | Bredbury GSP | Stockport | Greater Manchester
Broadheath | Altrincham | Carrington ENWL SGTs 1B 2B 4 7 | Trafford | Greater Manchester
Broadway | Lancaster | Heysham GSP | Lancaster | Lancashire
Buckshaw | Leyland | Penwortham West GSP / Stanah GSP GROUP | Chorley | Lancashire
Buckshaw | Leyland | Penwortham West GSP / Stanah GSP GROUP | South Ribble | Lancashire
Burnley | Burnley | Rochdale SGTs 2 3 4 | Burnley | Lancashire
Burnley | Burnley | Rochdale SGTs 2 3 4 | Pendle | Lancashire
Burnley Centre | Burnley | Rochdale SGTs 2 3 4 | Burnley | Lancashire
Burnley North | Burnley | Rochdale SGTs 2 3 4 | Burnley | Lancashire
Burnley North | Burnley | Rochdale SGTs 2 3 4 | Pendle | Lancashire
Burrow Beck | Lancaster | Heysham GSP | Lancaster | Lancashire
Burrow Beck | Lancaster | Heysham GSP | Wyre | Lancashire
Burscough Bridge | Wrightington | Penwortham West GSP / Stanah GSP GROUP | West Lancashire | Lancashire
Bury Town Centre | Bury | Kearsley 132 GSP | Bury | Greater Manchester
Campbell St |  | Kearsley Local 33 GSP | Bolton | Greater Manchester
Cannon St | Red Bank | Whitegate GSP | Manchester | Greater Manchester
Capontree | Carlisle | Harker ENWL SGTs 1 2 3A 4 / Hutton GSP GROUP | Carlisle | Cumbria
Carleton | Egremont | Harker ENWL SGTs 1 2 3A 4 / Hutton GSP GROUP | Copeland | Cumbria
Carlisle North | Carlisle North | Harker ENWL SGTs 1 2 3A 4 / Hutton GSP GROUP | Carlisle | Cumbria
Carr St |  | Kearsley Local 33 GSP | Salford | Greater Manchester
Castleton | Castleton | Rochdale SGTs 2 3 4 | Rochdale | Greater Manchester
Catterall Waterworks | Ribble | Penwortham East GSP / Rochdale SGT 1 GROUP | Wyre | Lancashire
Cecil St | Blackpool | Penwortham West GSP / Stanah GSP GROUP | Blackpool | Lancashire
Central Manchester | Stuart St | Stalybridge GSP | Manchester | Greater Manchester
Chadderton | Chadderton | Whitegate GSP | Oldham | Greater Manchester
Chamberhall | Bury | Kearsley 132 GSP | Bury | Greater Manchester
Chamberhall | Bury | Kearsley 132 GSP | Rochdale | Greater Manchester
Chamberhall | Bury | Kearsley 132 GSP | Rossendale | Lancashire
Chapel Wharf | Frederick Rd | Kearsley 132 GSP | Manchester | Greater Manchester
Chapel Wharf | Frederick Rd | Kearsley 132 GSP | Salford | Greater Manchester
Chassen Rd | Barton | Carrington ENWL SGTs 1B 2B 4 7 | Trafford | Greater Manchester
Chatsworth St | Barrow & Sandgate | Harker ENWL SGTs 1 2 3A 4 / Hutton GSP GROUP | Barrow-in-Furness | Cumbria
Cheadle Heath | Adswood | Bredbury GSP | Stockport | Greater Manchester
Cheadle Hulme | Adswood | Bredbury GSP | Stockport | Greater Manchester
Cheetham Hill | Agecroft | Kearsley 132 GSP | Bury | Greater Manchester
Cheetham Hill | Agecroft | Kearsley 132 GSP | Manchester | Greater Manchester
Cheetham Hill | Agecroft | Kearsley 132 GSP | Salford | Greater Manchester
Chester Rd T11 & T12 | Stretford | South Manchester GSP | Trafford | Greater Manchester
Chester Rd T13 | Stretford | South Manchester GSP | Trafford | Greater Manchester
Chorley South | Wrightington | Penwortham West GSP / Stanah GSP GROUP | Chorley | Lancashire
Chorlton | West Didsbury | South Manchester GSP | Manchester | Greater Manchester
Chorlton | West Didsbury | South Manchester GSP | Trafford | Greater Manchester
Church | Huncoat | Padiham GSP | Hyndburn | Lancashire
Circle Sq | Longsight | Bredbury GSP | Manchester | Greater Manchester
Clarendon Rd | Blackburn | Penwortham East GSP / Rochdale SGT 1 GROUP | Blackburn with Darwen | Lancashire
Clarendon Rd | Blackburn | Penwortham East GSP / Rochdale SGT 1 GROUP | Hyndburn | Lancashire
Clarendon Rd | Blackburn | Penwortham East GSP / Rochdale SGT 1 GROUP | Ribble Valley | Lancashire
Claughton | Lancaster | Heysham GSP | Lancaster | Lancashire
Cleveleys | Bispham | Penwortham West GSP / Stanah GSP GROUP | Blackpool | Lancashire
Cleveleys | Bispham | Penwortham West GSP / Stanah GSP GROUP | Wyre | Lancashire
Clifton Junction |  | Kearsley Local 33 GSP | Salford | Greater Manchester
Clover Hill | Nelson | Padiham GSP | Burnley | Lancashire
Clover Hill | Nelson | Padiham GSP | Pendle | Lancashire
Cog Lane | Huncoat | Padiham GSP | Burnley | Lancashire
Coniston | Ulverston | Harker ENWL SGTs 1 2 3A 4 / Hutton GSP GROUP | South Lakeland | Cumbria
Copse Rd | Thornton | Penwortham West GSP / Stanah GSP GROUP | Wyre | Lancashire
Cox Green | Bolton | Kearsley 132 GSP | Blackburn with Darwen | Lancashire
Cox Green | Bolton | Kearsley 132 GSP | Bolton | Greater Manchester
Cox Green | Bolton | Kearsley 132 GSP | Chorley | Lancashire
Craggs Row & Bushell St | Preston East | Penwortham East GSP / Rochdale SGT 1 GROUP | Preston | Lancashire
Crown Lane | Westhoughton | Kearsley 132 GSP | Bolton | Greater Manchester
Crown Lane | Westhoughton | Kearsley 132 GSP | Chorley | Lancashire
Crown Lane | Westhoughton | Kearsley 132 GSP | Wigan | Greater Manchester
Culcheth | Golborne | Bold | Salford | Greater Manchester
Culcheth | Golborne | Bold | Warrington | Warrington
Culcheth | Golborne | Bold | Wigan | Greater Manchester
Cutacre |  | Kearsley Local 33 GSP | Bolton | Greater Manchester
Deansgate | Bloom St | South Manchester GSP | Manchester | Greater Manchester
Denton East | Droylsden | Stalybridge GSP | Tameside | Greater Manchester
Denton West | Droylsden | Stalybridge GSP | Manchester | Greater Manchester
Denton West | Droylsden | Stalybridge GSP | Tameside | Greater Manchester
Dickinson St | Bloom St | South Manchester GSP | Manchester | Greater Manchester
Didsbury | West Didsbury | South Manchester GSP | Manchester | Greater Manchester
Dodgson Rd | Preston East | Penwortham East GSP / Rochdale SGT 1 GROUP | Preston | Lancashire
Douglas St | Ribble | Penwortham East GSP / Rochdale SGT 1 GROUP | Preston | Lancashire
Droylsden East | Droylsden | Stalybridge GSP | Manchester | Greater Manchester
Droylsden East | Droylsden | Stalybridge GSP | Tameside | Greater Manchester
Dukinfield | Hyde | Stalybridge GSP | Tameside | Greater Manchester
Dumers Lane | Bury | Kearsley 132 GSP | Bury | Greater Manchester
Dumplington | Barton | Carrington ENWL SGTs 1B 2B 4 7 | Trafford | Greater Manchester
Eastlands | Stuart St | Stalybridge GSP | Manchester | Greater Manchester
Easton | Spadeadam 11/33kV | Harker ENWL SGTs 1 2 3A 4 / Hutton GSP GROUP | Carlisle | Cumbria
Egremont | Egremont | Harker ENWL SGTs 1 2 3A 4 / Hutton GSP GROUP | Copeland | Cumbria
Embleton | Stainburn & Siddick | Harker ENWL SGTs 1 2 3A 4 / Hutton GSP GROUP | Allerdale | Cumbria
Exchange St | Lower Darwen | Penwortham East GSP / Rochdale SGT 1 GROUP | Blackburn with Darwen | Lancashire
Failsworth | Chadderton | Whitegate GSP | Manchester | Greater Manchester
Failsworth | Chadderton | Whitegate GSP | Oldham | Greater Manchester
Fallowfield | West Didsbury | South Manchester GSP | Manchester | Greater Manchester
Farnworth |  | Kearsley Local 33 GSP | Bolton | Greater Manchester
Feniscowles | Lower Darwen | Penwortham East GSP / Rochdale SGT 1 GROUP | Blackburn with Darwen | Lancashire
Ferodo | New Mills | Stalybridge GSP | High Peak | Derbyshire
Flat Lane | Padiham | Padiham GSP | Craven | Lancashire
Flat Lane | Padiham | Padiham GSP | Ribble Valley | Lancashire
Frederick Rd | Frederick Rd | Kearsley 132 GSP | Salford | Greater Manchester
Fusehill | Carlisle | Harker ENWL SGTs 1 2 3A 4 / Hutton GSP GROUP | Carlisle | Cumbria
Gale | Belfield | Rochdale SGTs 2 3 4 | Rochdale | Greater Manchester
Gale | Belfield | Rochdale SGTs 2 3 4 | Rossendale | Lancashire
Garstang | Thornton | Penwortham West GSP / Stanah GSP GROUP | Lancaster | Lancashire
Garstang | Thornton | Penwortham West GSP / Stanah GSP GROUP | Preston | Lancashire
Garstang | Thornton | Penwortham West GSP / Stanah GSP GROUP | Wyre | Lancashire
Gatley | Moss Nook | South Manchester GSP | Manchester | Greater Manchester
Gatley | Moss Nook | South Manchester GSP | Stockport | Greater Manchester
Gidlow | Wigan | Washway Farm GSP / Kirkby GSP GROUP | Bolton | Greater Manchester
Gidlow | Wigan | Washway Farm GSP / Kirkby GSP GROUP | Wigan | Greater Manchester
Gidlow | Wigan | Washway Farm GSP / Kirkby GSP GROUP | Wigan | Greater Manchester
Gillsrow | Penrith & Shap | Harker ENWL SGTs 1 2 3A 4 / Hutton GSP GROUP | Allerdale | Cumbria
Gillsrow | Penrith & Shap | Harker ENWL SGTs 1 2 3A 4 / Hutton GSP GROUP | Eden | Cumbria
Glaxo | Ulverston | Harker ENWL SGTs 1 2 3A 4 / Hutton GSP GROUP | South Lakeland | Cumbria
Glossop | Hyde | Stalybridge GSP | High Peak | Derbyshire
Golborne | Golborne | Bold | St. Helens | Merseyside
Golborne | Golborne | Bold | Warrington | Warrington
Golborne | Golborne | Bold | Wigan | Greater Manchester
Gowhole | New Mills | Stalybridge GSP | Cheshire East | Cheshire East
Gowhole | New Mills | Stalybridge GSP | High Peak | Derbyshire
Gowhole | New Mills | Stalybridge GSP | Stockport | Greater Manchester
Grane Rd & Prinny Hill | Rossendale | Padiham GSP | Hyndburn | Lancashire
Grane Rd & Prinny Hill | Rossendale | Padiham GSP | Rossendale | Lancashire
Grange | Ulverston | Harker ENWL SGTs 1 2 3A 4 / Hutton GSP GROUP | South Lakeland | Cumbria
Great Harwood | Huncoat | Padiham GSP | Hyndburn | Lancashire
Great Harwood | Huncoat | Padiham GSP | Ribble Valley | Lancashire
Green Lane (Altrincham) | Altrincham | Carrington ENWL SGTs 1B 2B 4 7 | Trafford | Greater Manchester
Green Lane (Hazel Grove) | Hazel Grove | Bredbury GSP | Stockport | Greater Manchester
Green St T11 | Wigan | Washway Farm GSP / Kirkby GSP GROUP | Wigan | Greater Manchester
Green St T12 & T13 | Wigan | Washway Farm GSP / Kirkby GSP GROUP | Wigan | Greater Manchester
Greenfield | Hartshead-Heyrod | Stalybridge GSP | Oldham | Greater Manchester
Greenfield | Hartshead-Heyrod | Stalybridge GSP | Rochdale | Greater Manchester
Greenhill | Greenhill | Whitegate GSP | Oldham | Greater Manchester
Griffin | Lower Darwen | Penwortham East GSP / Rochdale SGT 1 GROUP | Blackburn with Darwen | Lancashire
Griffin | Lower Darwen | Penwortham East GSP / Rochdale SGT 1 GROUP | Ribble Valley | Lancashire
Griffin | Lower Darwen | Penwortham East GSP / Rochdale SGT 1 GROUP | South Ribble | Lancashire
Hadfield | Hyde | Stalybridge GSP | High Peak | Derbyshire
Hadfield | Hyde | Stalybridge GSP | Tameside | Greater Manchester
Hall Cross | Peel | Penwortham West GSP / Stanah GSP GROUP | Fylde | Lancashire
Handforth | Moss Nook | South Manchester GSP | Cheshire East | Cheshire East
Handforth | Moss Nook | South Manchester GSP | Stockport | Greater Manchester
Hanging Bridge | Wrightington | Penwortham West GSP / Stanah GSP GROUP | Chorley | Lancashire
Hanging Bridge | Wrightington | Penwortham West GSP / Stanah GSP GROUP | West Lancashire | Lancashire
Hareholme | Rossendale | Padiham GSP | Burnley | Lancashire
Hareholme | Rossendale | Padiham GSP | Rossendale | Lancashire
Harpurhey | Red Bank | Whitegate GSP | Manchester | Greater Manchester
Harwood | Bolton | Kearsley 132 GSP | Blackburn with Darwen | Lancashire
Harwood | Bolton | Kearsley 132 GSP | Bolton | Greater Manchester
Harwood | Bolton | Kearsley 132 GSP | Bury | Greater Manchester
Hattersley | Hyde | Stalybridge GSP | High Peak | Derbyshire
Hattersley | Hyde | Stalybridge GSP | Tameside | Greater Manchester
Haverthwaite | Ulverston | Harker ENWL SGTs 1 2 3A 4 / Hutton GSP GROUP | South Lakeland | Cumbria
Hawk Green | Hazel Grove | Bredbury GSP | Cheshire East | Cheshire East
Hawk Green | Hazel Grove | Bredbury GSP | High Peak | Derbyshire
Hawk Green | Hazel Grove | Bredbury GSP | Stockport | Greater Manchester
Haydock | Golborne | Bold | St. Helens | Merseyside
Haydock | Golborne | Bold | Wigan | Greater Manchester
HDA No1 & HDA No2 | Stainburn & Siddick | Harker ENWL SGTs 1 2 3A 4 / Hutton GSP GROUP | Allerdale | Cumbria
HDA No1 & HDA No2 | Stainburn & Siddick | Harker ENWL SGTs 1 2 3A 4 / Hutton GSP GROUP | Copeland | Cumbria
Heady Hill | Castleton | Rochdale SGTs 2 3 4 | Rochdale | Greater Manchester
Heap Bridge | Bury | Kearsley 132 GSP | Bury | Greater Manchester
Heap Bridge | Bury | Kearsley 132 GSP | Rochdale | Greater Manchester
Heasandford | Burnley | Rochdale SGTs 2 3 4 | Burnley | Lancashire
Heaton Moor | Vernon Park | Bredbury GSP | Manchester | Greater Manchester
Heaton Moor | Vernon Park | Bredbury GSP | Stockport | Greater Manchester
Heaton Norris | Vernon Park | Bredbury GSP | Manchester | Greater Manchester
Heaton Norris | Vernon Park | Bredbury GSP | Stockport | Greater Manchester
Helwith Bridge | Padiham | Padiham GSP | Craven | Lancashire
Hensingham | Egremont | Harker ENWL SGTs 1 2 3A 4 / Hutton GSP GROUP | Copeland | Cumbria
Heyrod | Hartshead-Heyrod | Stalybridge GSP | Tameside | Greater Manchester
Heyside | Royton | Whitegate GSP | Oldham | Greater Manchester
Heywood | Castleton | Rochdale SGTs 2 3 4 | Bury | Greater Manchester
Heywood | Castleton | Rochdale SGTs 2 3 4 | Rochdale | Greater Manchester
Higher Mill | Moss Nook | South Manchester GSP | Manchester | Greater Manchester
Higher Mill | Moss Nook | South Manchester GSP | Stockport | Greater Manchester
Higher Walton | Leyland | Penwortham West GSP / Stanah GSP GROUP | Blackburn with Darwen | Lancashire
Higher Walton | Leyland | Penwortham West GSP / Stanah GSP GROUP | Chorley | Lancashire
Higher Walton | Leyland | Penwortham West GSP / Stanah GSP GROUP | Preston | Lancashire
Higher Walton | Leyland | Penwortham West GSP / Stanah GSP GROUP | South Ribble | Lancashire
Hill Top T11 & T12 |  | Kearsley Local 33 GSP | Bolton | Greater Manchester
Hill Top T11 & T12 |  | Kearsley Local 33 GSP | Salford | Greater Manchester
Hill Top T11 & T12 |  | Kearsley Local 33 GSP | Wigan | Greater Manchester
Hill Top T13 |  | Kearsley Local 33 GSP | Salford | Greater Manchester
Hill Top T13 |  | Kearsley Local 33 GSP | Wigan | Greater Manchester
Hindley Green | Atherton | Kearsley 132 GSP | Bolton | Greater Manchester
Hindley Green | Atherton | Kearsley 132 GSP | Wigan | Greater Manchester
Hollinwood | Chadderton | Whitegate GSP | Oldham | Greater Manchester
Holme Rd | Ribble | Penwortham East GSP / Rochdale SGT 1 GROUP | South Ribble | Lancashire
Holt St | Bury | Kearsley 132 GSP | Blackburn with Darwen | Lancashire
Holt St | Bury | Kearsley 132 GSP | Bury | Greater Manchester
Holt St | Bury | Kearsley 132 GSP | Rossendale | Lancashire
Hurst | Hartshead-Heyrod | Stalybridge GSP | Oldham | Greater Manchester
Hurst | Hartshead-Heyrod | Stalybridge GSP | Tameside | Greater Manchester
Hutton End & Skelton C | Penrith & Shap | Harker ENWL SGTs 1 2 3A 4 / Hutton GSP GROUP | Allerdale | Cumbria
Hutton End & Skelton C | Penrith & Shap | Harker ENWL SGTs 1 2 3A 4 / Hutton GSP GROUP | Carlisle | Cumbria
Hutton End & Skelton C | Penrith & Shap | Harker ENWL SGTs 1 2 3A 4 / Hutton GSP GROUP | Eden | Cumbria
Hyde | Hyde | Stalybridge GSP | Stockport | Greater Manchester
Hyde | Hyde | Stalybridge GSP | Tameside | Greater Manchester
Hyndburn Rd | Huncoat | Padiham GSP | Hyndburn | Lancashire
Hyndburn Rd | Huncoat | Padiham GSP | Rossendale | Lancashire
India St | Lower Darwen | Penwortham East GSP / Rochdale SGT 1 GROUP | Blackburn with Darwen | Lancashire
Ingleton | Kendal (Parkside Rd) | Harker ENWL SGTs 1 2 3A 4 / Hutton GSP GROUP | Craven | Cumbria
Irlam | Carrington BSP | Carrington ENWL SGTs 1B 2B 4 7 | Salford | Greater Manchester
Irlam | Carrington BSP | Carrington ENWL SGTs 1B 2B 4 7 | Trafford | Greater Manchester
Irlam | Carrington BSP | Carrington ENWL SGTs 1B 2B 4 7 | Warrington | Warrington
James St | Carlisle | Harker ENWL SGTs 1 2 3A 4 / Hutton GSP GROUP | Carlisle | Cumbria
Kay St | Huncoat | Padiham GSP | Blackburn with Darwen | Lancashire
Kay St | Huncoat | Padiham GSP | Hyndburn | Lancashire
Kay St | Huncoat | Padiham GSP | Rossendale | Lancashire
Kendal | Kendal (Parkside Rd) | Harker ENWL SGTs 1 2 3A 4 / Hutton GSP GROUP | South Lakeland | Cumbria
Keswick | Stainburn & Siddick | Harker ENWL SGTs 1 2 3A 4 / Hutton GSP GROUP | Allerdale | Cumbria
Keswick | Stainburn & Siddick | Harker ENWL SGTs 1 2 3A 4 / Hutton GSP GROUP | Eden | Cumbria
Kingsway | Belfield | Rochdale SGTs 2 3 4 | Rochdale | Greater Manchester
Kinkry Hill | Spadeadam 11/33kV | Harker ENWL SGTs 1 2 3A 4 / Hutton GSP GROUP | Carlisle | Cumbria
Kirkby Lonsdale | Kendal (Parkside Rd) | Harker ENWL SGTs 1 2 3A 4 / Hutton GSP GROUP | Lancaster | Cumbria
Kirkby Lonsdale | Kendal (Parkside Rd) | Harker ENWL SGTs 1 2 3A 4 / Hutton GSP GROUP | South Lakeland | Cumbria
Kirkby Moor | Ulverston | Harker ENWL SGTs 1 2 3A 4 / Hutton GSP GROUP | Copeland | Cumbria
Kirkby Moor | Ulverston | Harker ENWL SGTs 1 2 3A 4 / Hutton GSP GROUP | South Lakeland | Cumbria
Kirkby Stephen | Penrith & Shap | Harker ENWL SGTs 1 2 3A 4 / Hutton GSP GROUP | Eden | Cumbria
Kirkby Stephen | Penrith & Shap | Harker ENWL SGTs 1 2 3A 4 / Hutton GSP GROUP | Richmondshire | Cumbria
Kirkby Thore | Penrith & Shap | Harker ENWL SGTs 1 2 3A 4 / Hutton GSP GROUP | Eden | Cumbria
Kirkhall Lane | Atherton | Kearsley 132 GSP | Wigan | Greater Manchester
Kitt Green | Orrell | Washway Farm GSP / Kirkby GSP GROUP | Wigan | Greater Manchester
Knott Mill | Bloom St | South Manchester GSP | Manchester | Greater Manchester
Knott Mill | Bloom St | South Manchester GSP | Salford | Greater Manchester
Knott Mill | Bloom St | South Manchester GSP | Trafford | Greater Manchester
Lamberhead | Orrell | Washway Farm GSP / Kirkby GSP GROUP | Wigan | Greater Manchester
Lancaster | Lancaster | Heysham GSP | Lancaster | Lancashire
Langley | Chadderton | Whitegate GSP | Rochdale | Greater Manchester
Langroyd Rd | Nelson | Padiham GSP | Pendle | Lancashire
Leigh | Atherton | Kearsley 132 GSP | Wigan | Greater Manchester
Levenshulme | Longsight | Bredbury GSP | Manchester | Greater Manchester
Leyland National | Stainburn & Siddick | Harker ENWL SGTs 1 2 3A 4 / Hutton GSP GROUP | Allerdale | Cumbria
Little Hulton |  | Kearsley Local 33 GSP | Bolton | Greater Manchester
Little Hulton |  | Kearsley Local 33 GSP | Salford | Greater Manchester
Little Hulton |  | Kearsley Local 33 GSP | Wigan | Greater Manchester
Little Salkeld | Penrith & Shap | Harker ENWL SGTs 1 2 3A 4 / Hutton GSP GROUP | Carlisle | Cumbria
Little Salkeld | Penrith & Shap | Harker ENWL SGTs 1 2 3A 4 / Hutton GSP GROUP | Eden | Cumbria
Littleborough | Belfield | Rochdale SGTs 2 3 4 | Rochdale | Greater Manchester
Longford Bridge | Stretford | South Manchester GSP | Trafford | Greater Manchester
Longridge | Preston East | Penwortham East GSP / Rochdale SGT 1 GROUP | Preston | Lancashire
Longridge | Preston East | Penwortham East GSP / Rochdale SGT 1 GROUP | Ribble Valley | Lancashire
Longsight | Longsight | Bredbury GSP | Manchester | Greater Manchester
Lostock | Westhoughton | Kearsley 132 GSP | Bolton | Greater Manchester
Lostock | Westhoughton | Kearsley 132 GSP | Chorley | Lancashire
Lower Darwen | Lower Darwen | Penwortham East GSP / Rochdale SGT 1 GROUP | Blackburn with Darwen | Lancashire
Lower Darwen | Lower Darwen | Penwortham East GSP / Rochdale SGT 1 GROUP | Hyndburn | Lancashire
Lower Darwen | Lower Darwen | Penwortham East GSP / Rochdale SGT 1 GROUP | Rossendale | Lancashire
Lyons Rd | Barton | Carrington ENWL SGTs 1B 2B 4 7 | Trafford | Greater Manchester
Manchester University | Longsight | Bredbury GSP | Manchester | Greater Manchester
Marple | Hazel Grove | Bredbury GSP | Stockport | Greater Manchester
Marton | Blackpool | Penwortham West GSP / Stanah GSP GROUP | Blackpool | Lancashire
Marton | Blackpool | Penwortham West GSP / Stanah GSP GROUP | Fylde | Lancashire
Maryport | Stainburn & Siddick | Harker ENWL SGTs 1 2 3A 4 / Hutton GSP GROUP | Allerdale | Cumbria
Melling | Kendal (Parkside Rd) | Harker ENWL SGTs 1 2 3A 4 / Hutton GSP GROUP | Craven | Cumbria
Melling | Kendal (Parkside Rd) | Harker ENWL SGTs 1 2 3A 4 / Hutton GSP GROUP | Lancaster | Cumbria
Melling | Kendal (Parkside Rd) | Harker ENWL SGTs 1 2 3A 4 / Hutton GSP GROUP | South Lakeland | Cumbria
Mereside | Peel | Penwortham West GSP / Stanah GSP GROUP | Blackpool | Lancashire
Mereside | Peel | Penwortham West GSP / Stanah GSP GROUP | Fylde | Lancashire
Mereside | Peel | Penwortham West GSP / Stanah GSP GROUP | Wyre | Lancashire
Middleton Junction | Chadderton | Whitegate GSP | Oldham | Greater Manchester
Middleton Junction | Chadderton | Whitegate GSP | Rochdale | Greater Manchester
Midway | Egremont | Harker ENWL SGTs 1 2 3A 4 / Hutton GSP GROUP | Copeland | Cumbria
Milnrow | Castleton | Rochdale SGTs 2 3 4 | Rochdale | Greater Manchester
Mintsfeet | Kendal (Parkside Rd) | Harker ENWL SGTs 1 2 3A 4 / Hutton GSP GROUP | South Lakeland | Cumbria
Monsall | Stuart St | Stalybridge GSP | Manchester | Greater Manchester
Monton | Barton | Carrington ENWL SGTs 1B 2B 4 7 | Salford | Greater Manchester
Moorside | Ribble | Penwortham East GSP / Rochdale SGT 1 GROUP | Fylde | Lancashire
Moorside | Ribble | Penwortham East GSP / Rochdale SGT 1 GROUP | Preston | Lancashire
Moorside | Ribble | Penwortham East GSP / Rochdale SGT 1 GROUP | Ribble Valley | Lancashire
Moorside | Ribble | Penwortham East GSP / Rochdale SGT 1 GROUP | Wyre | Lancashire
Morton Park & Pirelli | Carlisle | Harker ENWL SGTs 1 2 3A 4 / Hutton GSP GROUP | Allerdale | Cumbria
Morton Park & Pirelli | Carlisle | Harker ENWL SGTs 1 2 3A 4 / Hutton GSP GROUP | Carlisle | Cumbria
Mosley Rd | Stretford | South Manchester GSP | Trafford | Greater Manchester
Moss Lane |  | Kearsley Local 33 GSP | Bury | Greater Manchester
Moss Lane |  | Kearsley Local 33 GSP | Rochdale | Greater Manchester
Moss Nook Primary | Moss Nook Primary | South Manchester GSP | Cheshire East | Cheshire East
Moss Nook Primary | Moss Nook Primary | South Manchester GSP | Manchester | Greater Manchester
Moss Nook Primary | Moss Nook Primary | South Manchester GSP | Stockport | Greater Manchester
Moss Side (Leyland) & Seven Stars | Leyland | Penwortham West GSP / Stanah GSP GROUP | Chorley | Lancashire
Moss Side (Leyland) & Seven Stars | Leyland | Penwortham West GSP / Stanah GSP GROUP | South Ribble | Lancashire
Moss Side (Longsight) | Longsight | Bredbury GSP | Manchester | Greater Manchester
Moss Side (Longsight) | Longsight | Bredbury GSP | Trafford | Greater Manchester
Mossley | Hartshead-Heyrod | Stalybridge GSP | Oldham | Greater Manchester
Mossley | Hartshead-Heyrod | Stalybridge GSP | Tameside | Greater Manchester
Mount St | Barton | Carrington ENWL SGTs 1B 2B 4 7 | Salford | Greater Manchester
Musgrave Rd | Bolton | Kearsley 132 GSP | Bolton | Greater Manchester
Nelson | Nelson | Padiham GSP | Pendle | Lancashire
New Moston | Chadderton | Whitegate GSP | Manchester | Greater Manchester
New Moston | Chadderton | Whitegate GSP | Oldham | Greater Manchester
Newbiggin on Lune | Penrith & Shap | Harker ENWL SGTs 1 2 3A 4 / Hutton GSP GROUP | Eden | Cumbria
Newby | Penrith & Shap | Harker ENWL SGTs 1 2 3A 4 / Hutton GSP GROUP | Eden | Cumbria
Newton | Hyde | Stalybridge GSP | Tameside | Greater Manchester
Newton Heath | Chadderton | Whitegate GSP | Manchester | Greater Manchester
Newton Heath | Chadderton | Whitegate GSP | Oldham | Greater Manchester
Newton Le Willows | Golborne | Bold | St. Helens | Merseyside
Newtongate T11 & T12 | Penrith & Shap | Harker ENWL SGTs 1 2 3A 4 / Hutton GSP GROUP | Eden | Cumbria
Newtongate T13 | Penrith & Shap | Harker ENWL SGTs 1 2 3A 4 / Hutton GSP GROUP | Eden | Cumbria
Norbreck | Bispham | Penwortham West GSP / Stanah GSP GROUP | Blackpool | Lancashire
Norbury | Hazel Grove | Bredbury GSP | Cheshire East | Cheshire East
Norbury | Hazel Grove | Bredbury GSP | Stockport | Greater Manchester
Northenden | West Didsbury | South Manchester GSP | Manchester | Greater Manchester
Northenden | West Didsbury | South Manchester GSP | Trafford | Greater Manchester
NWGB Partington | Carrington BSP | Carrington ENWL SGTs 1B 2B 4 7 | Trafford | Greater Manchester
Offerton | Vernon Park | Bredbury GSP | Stockport | Greater Manchester
Openshaw | Droylsden | Stalybridge GSP | Manchester | Greater Manchester
Openshaw | Droylsden | Stalybridge GSP | Tameside | Greater Manchester
Ormskirk | Skelmersdale | Washway Farm GSP / Kirkby GSP GROUP | West Lancashire | Lancashire
Padiham | Padiham | Padiham GSP | Burnley | Lancashire
Padiham | Padiham | Padiham GSP | Hyndburn | Lancashire
Padiham | Padiham | Padiham GSP | Pendle | Lancashire
Padiham | Padiham | Padiham GSP | Ribble Valley | Lancashire
Peel St & Ribblesdale T13 | Padiham | Padiham GSP | Pendle | Lancashire
Peel St & Ribblesdale T13 | Padiham | Padiham GSP | Ribble Valley | Lancashire
Pendleton | Frederick Rd | Kearsley 132 GSP | Salford | Greater Manchester
Petteril Bank | Carlisle | Harker ENWL SGTs 1 2 3A 4 / Hutton GSP GROUP | Carlisle | Cumbria
Petteril Bank | Carlisle | Harker ENWL SGTs 1 2 3A 4 / Hutton GSP GROUP | Eden | Cumbria
Phillips Lane | Nelson | Padiham GSP | Pendle | Lancashire
Piccadilly | Bloom St | South Manchester GSP | Manchester | Greater Manchester
Pimbo | Skelmersdale | Washway Farm GSP / Kirkby GSP GROUP | West Lancashire | Lancashire
Portwood | Vernon Park | Bredbury GSP | Stockport | Greater Manchester
Poulton | Bispham | Penwortham West GSP / Stanah GSP GROUP | Fylde | Lancashire
Poulton | Bispham | Penwortham West GSP / Stanah GSP GROUP | Wyre | Lancashire
Poynton | Hazel Grove | Bredbury GSP | Cheshire East | Cheshire East
Preesall | Thornton | Penwortham West GSP / Stanah GSP GROUP | Wyre | Lancashire
Preston East | Preston East | Penwortham East GSP / Rochdale SGT 1 GROUP | Preston | Lancashire
Preston East | Preston East | Penwortham East GSP / Rochdale SGT 1 GROUP | Ribble Valley | Lancashire
Preston Old Rd | Blackpool | Penwortham West GSP / Stanah GSP GROUP | Blackpool | Lancashire
Prestwich | Agecroft | Kearsley 132 GSP | Bury | Greater Manchester
Prestwich | Agecroft | Kearsley 132 GSP | Manchester | Greater Manchester
Prestwich | Agecroft | Kearsley 132 GSP | Salford | Greater Manchester
Pringle St | Blackburn | Penwortham East GSP / Rochdale SGT 1 GROUP | Blackburn with Darwen | Lancashire
Queens Park | Stuart St | Stalybridge GSP | Manchester | Greater Manchester
Radcliffe | Radcliffe | Kearsley 132 GSP | Bolton | Greater Manchester
Radcliffe | Radcliffe | Kearsley 132 GSP | Bury | Greater Manchester
Randal St | Blackburn | Penwortham East GSP / Rochdale SGT 1 GROUP | Blackburn with Darwen | Lancashire
Randal St | Blackburn | Penwortham East GSP / Rochdale SGT 1 GROUP | Ribble Valley | Lancashire
Rawtenstall Rd | Rossendale | Padiham GSP | Hyndburn | Lancashire
Rawtenstall Rd | Rossendale | Padiham GSP | Rossendale | Lancashire
Reddish Vale | Vernon Park | Bredbury GSP | Stockport | Greater Manchester
Reddish Vale | Vernon Park | Bredbury GSP | Tameside | Greater Manchester
Ribblesdale T14 | Padiham | Padiham GSP | Ribble Valley | Lancashire
Ribbleton | Preston East | Penwortham East GSP / Rochdale SGT 1 GROUP | Preston | Lancashire
Ringley |  | Kearsley Local 33 GSP | Bolton | Greater Manchester
Risley | Risley | Risley | Warrington | Warrington
Robert Hall St | Frederick Rd | Kearsley 132 GSP | Salford | Greater Manchester
Rochdale Central | Rochdale Central | Rochdale SGTs 2 3 4 | Rochdale | Greater Manchester
Roman Rd | Lower Darwen | Penwortham East GSP / Rochdale SGT 1 GROUP | Blackburn with Darwen | Lancashire
Romiley | Vernon Park | Bredbury GSP | Stockport | Greater Manchester
Rossall | Thornton | Penwortham West GSP / Stanah GSP GROUP | Wyre | Lancashire
Royton | Royton | Whitegate GSP | Oldham | Greater Manchester
S.E. Macclesfield |  | Macclesfield 33 GSP | Cheshire East | Cheshire East
S.E. Macclesfield |  | Macclesfield 33 GSP | Staffordshire Moorlands | Staffordshire
S.W. Macclesfield |  | Macclesfield 33 GSP | Cheshire East | Cheshire East
Sale | Sale | Carrington ENWL SGTs 1B 2B 4 7 | Trafford | Greater Manchester
Sale Moor | Sale | Carrington ENWL SGTs 1B 2B 4 7 | Trafford | Greater Manchester
Salford Quays | Frederick Rd | Kearsley 132 GSP | Salford | Greater Manchester
Sandgate | Barrow & Sandgate | Harker ENWL SGTs 1 2 3A 4 / Hutton GSP GROUP | Barrow-in-Furness | Cumbria
Scarisbrick | Skelmersdale | Washway Farm GSP / Kirkby GSP GROUP | Sefton | Merseyside
Scarisbrick | Skelmersdale | Washway Farm GSP / Kirkby GSP GROUP | West Lancashire | Lancashire
Sebergham | Carlisle | Harker ENWL SGTs 1 2 3A 4 / Hutton GSP GROUP | Allerdale | Cumbria
Sebergham | Carlisle | Harker ENWL SGTs 1 2 3A 4 / Hutton GSP GROUP | Carlisle | Cumbria
Sebergham | Carlisle | Harker ENWL SGTs 1 2 3A 4 / Hutton GSP GROUP | Eden | Cumbria
Sedbergh | Kendal (Parkside Rd) | Harker ENWL SGTs 1 2 3A 4 / Hutton GSP GROUP | Richmondshire | Cumbria
Sedbergh | Kendal (Parkside Rd) | Harker ENWL SGTs 1 2 3A 4 / Hutton GSP GROUP | South Lakeland | Cumbria
Selsmire | Penrith & Shap | Harker ENWL SGTs 1 2 3A 4 / Hutton GSP GROUP | Eden | Cumbria
Selsmire | Penrith & Shap | Harker ENWL SGTs 1 2 3A 4 / Hutton GSP GROUP | South Lakeland | Cumbria
Settle | Padiham | Padiham GSP | Craven | Lancashire
Shannon St South | Blackpool | Penwortham West GSP / Stanah GSP GROUP | Blackpool | Lancashire
Shap | Penrith & Shap | Harker ENWL SGTs 1 2 3A 4 / Hutton GSP GROUP | Eden | Cumbria
Shaw | Royton | Whitegate GSP | Oldham | Greater Manchester
Shaw | Royton | Whitegate GSP | Rochdale | Greater Manchester
Siddick | Stainburn & Siddick | Harker ENWL SGTs 1 2 3A 4 / Hutton GSP GROUP | Allerdale | Cumbria
Silloth | Carlisle | Harker ENWL SGTs 1 2 3A 4 / Hutton GSP GROUP | Allerdale | Cumbria
Skelmersdale | Skelmersdale | Washway Farm GSP / Kirkby GSP GROUP | West Lancashire | Lancashire
Slipway | Egremont | Harker ENWL SGTs 1 2 3A 4 / Hutton GSP GROUP | Copeland | Cumbria
Snipe | Droylsden | Stalybridge GSP | Tameside | Greater Manchester
South Park | Lytham | Penwortham West GSP / Stanah GSP GROUP | Fylde | Lancashire
Spa Rd | Bolton | Kearsley 132 GSP | Bolton | Greater Manchester
Spadeadam 132/11kV* | Spadeadam 132/11kV* | Harker ENWL SGTs 1 2 3A 4 / Hutton GSP GROUP | Carlisle | Cumbria
Spadeadam 132/11kV* | Spadeadam 132/11kV* | Harker ENWL SGTs 1 2 3A 4 / Hutton GSP GROUP | Northumberland | Cumbria
Spotland | Rochdale Central | Rochdale SGTs 2 3 4 | Rochdale | Greater Manchester
Spring Cottage | Nelson | Padiham GSP | Pendle | Lancashire
Spring Garden St 11kV | Lancaster | Heysham GSP | Lancaster | Lancashire
Spring Garden St 6.6kV | Lancaster | Heysham GSP | Lancaster | Lancashire
Squires Gate | Blackpool | Penwortham West GSP / Stanah GSP GROUP | Blackpool | Lancashire
Squires Gate | Blackpool | Penwortham West GSP / Stanah GSP GROUP | Fylde | Lancashire
St Annes | Lytham | Penwortham West GSP / Stanah GSP GROUP | Fylde | Lancashire
St Marys | Greenhill | Whitegate GSP | Oldham | Greater Manchester
St Marys St | Ribble | Penwortham East GSP / Rochdale SGT 1 GROUP | Preston | Lancashire
St Thomas Rd | Lytham | Penwortham West GSP / Stanah GSP GROUP | Fylde | Lancashire
Stainburn | Stainburn & Siddick | Harker ENWL SGTs 1 2 3A 4 / Hutton GSP GROUP | Allerdale | Cumbria
Standish | Wrightington | Penwortham West GSP / Stanah GSP GROUP | Chorley | Lancashire
Standish | Wrightington | Penwortham West GSP / Stanah GSP GROUP | West Lancashire | Lancashire
Standish | Wrightington | Penwortham West GSP / Stanah GSP GROUP | Wigan | Lancashire
Strangeways | Red Bank | Whitegate GSP | Manchester | Greater Manchester
Strangeways | Red Bank | Whitegate GSP | Salford | Greater Manchester
Strawberry Bank | Huncoat | Padiham GSP | Hyndburn | Lancashire
Stuart St | Stuart St | Stalybridge GSP | Manchester | Greater Manchester
Stuart St | Stuart St | Stalybridge GSP | Tameside | Greater Manchester
Stubbins | Rossendale | Padiham GSP | Bury | Greater Manchester
Stubbins | Rossendale | Padiham GSP | Rossendale | Lancashire
Swinton | Agecroft | Kearsley 132 GSP | Salford | Greater Manchester
Tame Valley | Hartshead-Heyrod | Stalybridge GSP | Tameside | Greater Manchester
Tardy Gate | Ribble | Penwortham East GSP / Rochdale SGT 1 GROUP | South Ribble | Lancashire
Tarleton | Wrightington | Penwortham West GSP / Stanah GSP GROUP | Chorley | Lancashire
Tarleton | Wrightington | Penwortham West GSP / Stanah GSP GROUP | South Ribble | Lancashire
Tarleton | Wrightington | Penwortham West GSP / Stanah GSP GROUP | West Lancashire | Lancashire
The Height | Agecroft | Kearsley 132 GSP | Salford | Greater Manchester
Thornton | Bispham | Penwortham West GSP / Stanah GSP GROUP | Blackpool | Lancashire
Thornton | Bispham | Penwortham West GSP / Stanah GSP GROUP | Wyre | Lancashire
Townley St | Chadderton | Whitegate GSP | Rochdale | Greater Manchester
Trafford | Stretford | South Manchester GSP | Trafford | Greater Manchester
Trafford Park North | Barton | Carrington ENWL SGTs 1B 2B 4 7 | Trafford | Greater Manchester
Trimpell | Trimpell | Heysham GSP | Lancaster | Lancashire
Trinity | Frederick Rd | Kearsley 132 GSP | Manchester | Greater Manchester
Trinity | Frederick Rd | Kearsley 132 GSP | Salford | Greater Manchester
Tulketh | Ribble | Penwortham East GSP / Rochdale SGT 1 GROUP | Preston | Lancashire
Ulverston | Ulverston | Harker ENWL SGTs 1 2 3A 4 / Hutton GSP GROUP | Barrow-in-Furness | Cumbria
Ulverston | Ulverston | Harker ENWL SGTs 1 2 3A 4 / Hutton GSP GROUP | South Lakeland | Cumbria
Union Rd | Bolton | Kearsley 132 GSP | Bolton | Greater Manchester
Upholland | Orrell | Washway Farm GSP / Kirkby GSP GROUP | St. Helens | Merseyside
Upholland | Orrell | Washway Farm GSP / Kirkby GSP GROUP | West Lancashire | Lancashire
Upholland | Orrell | Washway Farm GSP / Kirkby GSP GROUP | Wigan | Greater Manchester
Urmston | Stretford | South Manchester GSP | Trafford | Greater Manchester
Victoria Park | Longsight | Bredbury GSP | Manchester | Greater Manchester
Warbreck | Bispham | Penwortham West GSP / Stanah GSP GROUP | Blackpool | Lancashire
Warbreck | Bispham | Penwortham West GSP / Stanah GSP GROUP | Wyre | Lancashire
Wardleworth | Belfield | Rochdale SGTs 2 3 4 | Rochdale | Greater Manchester
Warton | Peel | Penwortham West GSP / Stanah GSP GROUP | Fylde | Lancashire
Waterhead | Greenhill | Whitegate GSP | Oldham | Greater Manchester
Waterswallows | Buxton | Stalybridge GSP | Derbyshire Dales | Derbyshire
Waterswallows | Buxton | Stalybridge GSP | High Peak | Derbyshire
Weaste | Frederick Rd | Kearsley 132 GSP | Salford | Greater Manchester
Werneth | Greenhill | Whitegate GSP | Oldham | Greater Manchester
Wesley Place Bacup | Rossendale | Padiham GSP | Rossendale | Lancashire
West Didsbury | West Didsbury | South Manchester GSP | Manchester | Greater Manchester
Westgate | Lancaster | Heysham GSP | Lancaster | Lancashire
Westhoughton | Westhoughton | Kearsley 132 GSP | Bolton | Greater Manchester
Westhoughton | Westhoughton | Kearsley 132 GSP | Salford | Greater Manchester
Westhoughton | Westhoughton | Kearsley 132 GSP | Wigan | Greater Manchester
Westlinton | Carlisle | Harker ENWL SGTs 1 2 3A 4 / Hutton GSP GROUP | Carlisle | Cumbria
Whalley | Padiham | Padiham GSP | Pendle | Lancashire
Whalley | Padiham | Padiham GSP | Ribble Valley | Lancashire
Whalley Range | West Didsbury | South Manchester GSP | Manchester | Greater Manchester
Whalley Range | West Didsbury | South Manchester GSP | Trafford | Greater Manchester
Whasset | Kendal (Parkside Rd) | Harker ENWL SGTs 1 2 3A 4 / Hutton GSP GROUP | South Lakeland | Cumbria
Whittle Le Woods | Leyland | Penwortham West GSP / Stanah GSP GROUP | Chorley | Lancashire
Whittle Le Woods | Leyland | Penwortham West GSP / Stanah GSP GROUP | South Ribble | Lancashire
Whitworth | Rochdale Central | Rochdale SGTs 2 3 4 | Rossendale | Lancashire
Wigton | Carlisle | Harker ENWL SGTs 1 2 3A 4 / Hutton GSP GROUP | Allerdale | Cumbria
Wigton | Carlisle | Harker ENWL SGTs 1 2 3A 4 / Hutton GSP GROUP | Carlisle | Cumbria
Willow Hey | Skelmersdale | Washway Farm GSP / Kirkby GSP GROUP | West Lancashire | Lancashire
Willowbank | Greenhill | Whitegate GSP | Oldham | Greater Manchester
Willowbank | Greenhill | Whitegate GSP | Rochdale | Greater Manchester
Willowholme | Carlisle | Harker ENWL SGTs 1 2 3A 4 / Hutton GSP GROUP | Carlisle | Cumbria
Wilmslow | Moss Nook | South Manchester GSP | Cheshire East | Cheshire East
Windermere | Kendal (Parkside Rd) | Harker ENWL SGTs 1 2 3A 4 / Hutton GSP GROUP | South Lakeland | Cumbria
Winifred Rd | Adswood | Bredbury GSP | Stockport | Greater Manchester
Withington | West Didsbury | South Manchester GSP | Manchester | Greater Manchester
Withyfold Drive |  | Macclesfield 33 GSP | Cheshire East | Cheshire East
Woodbine St | Castleton | Rochdale SGTs 2 3 4 | Rochdale | Greater Manchester
Woodfield Rd | Wrightington | Penwortham West GSP / Stanah GSP GROUP | Chorley | Lancashire
Woodhill Lane | Lancaster | Heysham GSP | Lancaster | Lancashire
Woodhouse Park | Moss Nook | South Manchester GSP | Manchester | Greater Manchester
Woodhouse Park | Moss Nook | South Manchester GSP | Stockport | Greater Manchester
Woodley | Vernon Park | Bredbury GSP | Stockport | Greater Manchester
Woolfold | Bury | Kearsley 132 GSP | Bury | Greater Manchester
Wordsworth St | Bolton | Kearsley 132 GSP | Bolton | Greater Manchester
Worsley Mesnes | Wigan | Washway Farm GSP / Kirkby GSP GROUP | Wigan | Greater Manchester
Wrightington | Wrightington | Penwortham West GSP / Stanah GSP GROUP | Chorley | Lancashire
Wrightington | Wrightington | Penwortham West GSP / Stanah GSP GROUP | West Lancashire | Lancashire
Wrightington | Wrightington | Penwortham West GSP / Stanah GSP GROUP | Wigan | Lancashire
Yealand | Kendal (Parkside Rd) | Harker ENWL SGTs 1 2 3A 4 / Hutton GSP GROUP | Lancaster | Cumbria
Yealand | Kendal (Parkside Rd) | Harker ENWL SGTs 1 2 3A 4 / Hutton GSP GROUP | South Lakeland | Cumbria

## 2 - Demand headroom table
Select Primary | Trinity
BSP | 382649 | 0 | 2023 | 2024 | 2025 | 2026 | 2027 | 2028 | 2029 | 2030 | 2031 | 2036 | 2041 | 2046 | 2051
GSP | 398230
Grid Coordinates | Easting | Northing
| 0 | 0
Best View | Firm |  | Best View | 28.2042 | 25.6722 | 25.4097 | 25.0666 | 25.0419 | 24.8775 | 24.7225 | 24.6192 | 22.7668 | 22.2986 | 21.5931 | 21.1196
| Non Firm |  | 0 | 0 | 0 | 0 | 0 | 0 | 0 | 0 | 0 | 0 | 0 | 0 | 0
Falling Short | Firm |  | 0 | 0 | 0 | 0 | 0 | 0 | 0 | 0 | 0 | 0 | 0 | 0 | 0
| Non Firm |  | 0 | 0 | 0 | 0 | 0 | 0 | 0 | 0 | 0 | 0 | 0 | 0 | 0
System Transformation | Firm |  | 0 | 0 | 0 | 0 | 0 | 0 | 0 | 0 | 0 | 0 | 0 | 0 | 0
| Non Firm |  | 0 | 0 | 0 | 0 | 0 | 0 | 0 | 0 | 0 | 0 | 0 | 0 | 0
Consumer Transformation | Firm |  | 0 | 0 | 0 | 0 | 0 | 0 | 0 | 0 | 0 | 0 | 0 | 0 | 0
| Non Firm |  | 0 | 0 | 0 | 0 | 0 | 0 | 0 | 0 | 0 | 0 | 0 | 0 | 0
Leading the Way | Firm |  | 0 | 0 | 0 | 0 | 0 | 0 | 0 | 0 | 0 | 0 | 0 | 0 | 0
| Non Firm |  | 0 | 0 | 0 | 0 | 0 | 0 | 0 | 0 | 0 | 0 | 0 | 0 | 0
Select BSP | Adswood
GSP | #REF! |  | 2023 | 2024 | 2025 | 2026 | 2027 | 2028 | 2029 | 2030 | 2031 | 2036 | 2041 | 2046 | 2051
Grid Coordinates | Easting | Northing
| #REF! | #REF!
Best View | Firm |  | #REF! | #REF! | #REF! | #REF! | #REF! | #REF! | #REF! | #REF! | #REF! | #REF! | #REF! | #REF! | #REF!
| Non Firm |  | #REF! | #REF! | #REF! | #REF! | #REF! | #REF! | #REF! | #REF! | #REF! | #REF! | #REF! | #REF! | #REF!
Falling Short | Firm |  | #REF! | #REF! | #REF! | #REF! | #REF! | #REF! | #REF! | #REF! | #REF! | #REF! | #REF! | #REF! | #REF!
| Non Firm |  | #REF! | #REF! | #REF! | #REF! | #REF! | #REF! | #REF! | #REF! | #REF! | #REF! | #REF! | #REF! | #REF!
System Transformation | Firm |  | #REF! | #REF! | #REF! | #REF! | #REF! | #REF! | #REF! | #REF! | #REF! | #REF! | #REF! | #REF! | #REF!
| Non Firm |  | #REF! | #REF! | #REF! | #REF! | #REF! | #REF! | #REF! | #REF! | #REF! | #REF! | #REF! | #REF! | #REF!
Consumer Transformation | Firm |  | #REF! | #REF! | #REF! | #REF! | #REF! | #REF! | #REF! | #REF! | #REF! | #REF! | #REF! | #REF! | #REF!
| Non Firm |  | #REF! | #REF! | #REF! | #REF! | #REF! | #REF! | #REF! | #REF! | #REF! | #REF! | #REF! | #REF! | #REF!
Leading the Way | Firm |  | #REF! | #REF! | #REF! | #REF! | #REF! | #REF! | #REF! | #REF! | #REF! | #REF! | #REF! | #REF! | #REF!
| Non Firm |  | #REF! | #REF! | #REF! | #REF! | #REF! | #REF! | #REF! | #REF! | #REF! | #REF! | #REF! | #REF! | #REF!

## 3 - Generation headroom table
Select Primary | BLACKFRIARS
Select Technology | Generation – Inverter Based
BSP | FREDERICK RD | WHITEGATE
GSP | WHITEGATE | WHITEGATE
Grid Coordinates | Easting | Northing | 2023 | 2024 | 2025 | 2026 | 2027 | 2028 | 2029 | 2030 | 2031 | 2036 | 2041 | 2046 | 2051
| 383030 | 399104
Best View | Non Firm |  | #REF! | #REF! | #REF! | #REF! | #REF! | #REF! | #REF! | #REF! | #REF! | #REF! | #REF! | #REF! | #REF!
Falling Short | Non Firm |  | #REF! | #REF! | #REF! | #REF! | #REF! | #REF! | #REF! | #REF! | #REF! | #REF! | #REF! | #REF! | #REF!
System Transformation | Non Firm |  | #REF! | #REF! | #REF! | #REF! | #REF! | #REF! | #REF! | #REF! | #REF! | #REF! | #REF! | #REF! | #REF!
Consumer Transformation | Non Firm |  | #REF! | #REF! | #REF! | #REF! | #REF! | #REF! | #REF! | #REF! | #REF! | #REF! | #REF! | #REF! | #REF!
Leading the Way | Non Firm |  | #REF! | #REF! | #REF! | #REF! | #REF! | #REF! | #REF! | #REF! | #REF! | #REF! | #REF! | #REF! | #REF!
Capacity Limited Primary | Reason
Trinity | Fault level ratings limit headroom - switchgear to be replaced in RIIO-ED2
Spring Cottage | Fault level ratings limit headroom - switchgear to be replaced in RIIO-ED2
Rossall | Thermal capacity limits headroom - Review in RIIO-ED2
Select BSP | BLOOM ST
Select Technology | Generation – Inverter Based
GSP | #REF!
Grid Coordinates | Easting | Northing | 2023 | 2024 | 2025 | 2026 | 2027 | 2028 | 2029 | 2030 | 2031 | 2036 | 2041 | 2046 | 2051
| #REF! | #REF!
Best View | Non Firm |  | #REF! | #REF! | #REF! | #REF! | #REF! | #REF! | #REF! | #REF! | #REF! | #REF! | #REF! | #REF! | #REF!
Falling Short | Non Firm |  | #REF! | #REF! | #REF! | #REF! | #REF! | #REF! | #REF! | #REF! | #REF! | #REF! | #REF! | #REF! | #REF!
System Transformation | Non Firm |  | #REF! | #REF! | #REF! | #REF! | #REF! | #REF! | #REF! | #REF! | #REF! | #REF! | #REF! | #REF! | #REF!
Consumer Transformation | Non Firm |  | #REF! | #REF! | #REF! | #REF! | #REF! | #REF! | #REF! | #REF! | #REF! | #REF! | #REF! | #REF! | #REF!
Leading the Way | Non Firm |  | #REF! | #REF! | #REF! | #REF! | #REF! | #REF! | #REF! | #REF! | #REF! | #REF! | #REF! | #REF! | #REF!
Capacity Limited BSPs | Reason
Royton BSP | Switchgear to be replaced in RIIO-ED2
Stainburn & Siddick | Switchgear to be replaced in RIIO-ED2

## 4 - Transmission headroom
Insights on transmission headroom
This tab provides insights/information on existing transmission constraints on connection applications for demand and generation. It must be highlighted that through their "5-point plan", National Grid ESO are currently revisiting their planning processes (deadline March 2024) to manage transmission system constraints, aiming to accelerate transmission access for large generation projects and further facilitate the timely UK transition to Net Zero.
Electricity North West will also continue working closely with all customers and stakeholders to accelerate the connection times for all projects including larger generation projects.
Part A: connections to electricity distribution network with no identified transmission constraints | National Grid TO have informed us that at the moment there is no transmission capacity constraints across the whole of our network (all GSP groups) for:
- any new/additional electricity demand connections (regardless of size incl. residential & commercial developments, data centres, hydrogen electrolysers, industrial demand, EV chargers, heat pumps etc)
- generation sites with export capacity up to 1 MW (eg small/medium commercial photovoltaics and battery storage)
- behind the meter generation projects, ie for generators above 1 MW of installed capacity used to meet on-site demand subject to fault level headroom of the transmission network at each GSP.
Part B: connections to electricity distribution network with identified transmission constraints | National Grid (ESO & TO) have provided us with Earliest in Service Dates (EISDs) and connection offer dates for generation connections over 1MW at GSPs across our distribution networks. These dates are expected to be brought forward as part of National Grid ESO's work in their 5-point plan that is expected to be completed by March 2024 and Electricity North West's ongoing engagement with the transmission operator to accelerate all network connections.
Generation sites with export capacity above 1 MW
| Grid Supply Point (GSP) groups | EISDs* | Under review at freeze date | Comments
| Bredbury | 2037 | Under active review | Being reviewed as part of the ongoing Transmission Works Review process
| Carrington | 2023 | Under active review | Currently Headroom in Appendix G
| Harker | 2036 | Under active review | Being reviewed as part of the ongoing Transmission Works Review process
| Hutton | 2036 | Under active review | Being reviewed as part of the ongoing Transmission Works Review process
| Heysham | 2037 | Under active review | Being reviewed as part of the ongoing Transmission Works Review process
| Kearsley | 2037 | Under active review | Being reviewed as part of the ongoing Transmission Works Review process
| Kearsley Local | 2037 | Under active review | Being reviewed as part of the ongoing Transmission Works Review process
| Kirkby | 2032 | Under active review | Being reviewed as part of the ongoing Transmission Works Review process
| Macclesfield | 2023 | Under active review | Currently Headroom in Appendix G
| Padiham | 2037 | Under active review | Being reviewed as part of the ongoing Transmission Works Review process
| Penwortham | 2037 | Under active review | Being reviewed as part of the ongoing Transmission Works Review process
| Rochdale | 2037 | Under active review | Being reviewed as part of the ongoing Transmission Works Review process
| South Manchester | 2037 | Under active review | Being reviewed as part of the ongoing Transmission Works Review process
| Stalybridge | 2023 | Under active review | Currently Headroom in Appendix G
| Stanah | 2037 | Under active review | Though headroom studied with Penwortham
| Washway Farm | 2032 | Under active review | Though headroom studied with Kirkby
| Whitegate | 2037 | Under active review | Being reviewed as part of the ongoing Transmission Works Review process
* EISDs are expected to be accelerated in time before March 2024 based on the timeline of the ESO's 5-point plan timeline and Electricity North West actions to accelerate connections through active engagement with the transmission operator.
Links to additional public-domain information related to the EISDs, provided by the Transmission Owner
https://www.nationalgrid.com/electricity-transmission/connections/regional-customer-connections-update

## Demand Primary Headroom
Substation | Supply Level | Scenario | 2022 | 2023 | 2024 | 2025 | 2026 | 2027 | 2028 | 2029 | 2030 | 2031 | 2036 | 2041 | 2046 | 2051 | Easting | Northing | BSP | GSP
Albion St | Primary | Best View | 8.5502 | 8.0225 | 7.7429 | 7.2941 | 7.1007 | 6.6725 | 6.2405 | 5.847 | 5.4718 | 4.899 | 3.1728 | 1.6826 | 1.6775 | 2.1551 | 367434 | 426087 | LOWER DARWEN | ROCHDALE
Alderley & Chelford | Primary | Best View | 12.1288 | 11.9733 | 11.4284 | 10.9609 | 10.3764 | 9.7909 | 9.1085 | 8.5259 | 5.6122 | 4.9125 | 1.7109 | -0.1004 | -0.37016 | -0.047529 | 385044 | 379026 | MOSS NOOK | SOUTH MANCHESTER
Alston | Primary | Best View | 0.0055332 | -0.043184 | -0.090294 | -0.16932 | -0.20379 | -0.29211 | -0.35615 | -0.44497 | -0.55025 | -0.71549 | -1.3685 | -1.7312 | -1.9075 | -1.8251 | 372125 | 546499 | PENRITH & SHAP | HUTTON
Ambleside | Primary | Best View | 8.0393 | 7.6221 | 7.3515 | 7.0787 | 6.8591 | 6.6646 | 6.3968 | 6.1647 | 5.9575 | 5.6216 | 4.5891 | 4.1509 | 4.1315 | 4.4291 | 337602 | 503506 | KENDAL (PARKSIDE RD) | HUTTON
Ancoats North T11 & T12 | Primary | Best View | 6.6924 | 5.4399 | 5.1215 | 4.6828 | 4.5074 | 4.2234 | 4.055 | 3.7976 | 3.5097 | 3.1947 | 1.9863 | 1.2239 | 0.94415 | 1.0044 | 385022 | 398830 | RED BANK | WHITEGATE
Ancoats North T14 | Primary | Best View | 4.2776 | 4.2307 | 4.1242 | 3.9315 | 3.855 | 3.7109 | 3.6508 | 3.5438 | 3.3702 | 3.257 | 2.8531 | 2.6117 | 2.5099 | 2.4829 | 385032 | 398840 | RED BANK | WHITEGATE
Annie Pit | Primary | Best View | 4.6443 | 4.4198 | 4.1468 | 3.7276 | 3.5891 | 3.2179 | 2.7974 | 2.4748 | 2.1229 | 1.5821 | -0.099965 | -1.0756 | -1.3714 | -1.3023 | 300011 | 527810 | STAINBURN & SIDDICK | HARKER
Ansdell | Primary | Best View | 6.7577 | 5.8385 | 5.4481 | 5.0409 | 4.6156 | 4.195 | 3.7603 | 3.3101 | 2.8666 | 2.3509 | 0.62434 | -0.034669 | 0.037442 | 0.37954 | 334416 | 428229 | LYTHAM | PENWORTHAM
Ardwick | Primary | Best View | 2.09 | 1.7021 | -0.42185 | -2.6119 | -4.8077 | -7.0389 | -9.2262 | 1.6753 | 0.34413 | -0.88896 | -1.7641 | -2.3924 | -2.5504 | -2.6001 | 384753 | 397415 | STUART ST | STALYBRIDGE
Arnside | Primary | Best View | 10.7892 | 10.4472 | 10.408 | 10.1822 | 10.1406 | 9.9507 | 9.7647 | 9.7065 | 9.5118 | 9.2791 | 8.4205 | 7.9962 | 7.8638 | 8.0621 | 346495 | 478180 | KENDAL (PARKSIDE RD) | HUTTON
Ashton (Golborne) | Primary | Best View | 5.5915 | 3.4826 | 3.0696 | 2.4169 | 2.0391 | 1.3787 | 0.72115 | 0.21776 | -0.5953 | -1.4832 | -4.6652 | -6.9398 | -7.9863 | -8.5993 | 357056 | 400663 | GOLBORNE | BOLD
Ashton (Ribble) | Primary | Best View | 4.3483 | 1.9894 | 1.6472 | 1.2586 | 1.0094 | 0.67123 | 0.30122 | -0.077621 | -0.45515 | -0.96592 | -2.6942 | -3.4128 | -3.4857 | -3.1191 | 350275 | 430526 | RIBBLE | PENWORTHAM
Ashton On Mersey | Primary | Best View | 10.6391 | 9.9833 | 9.7358 | 9.5137 | 8.9419 | 8.7068 | 8.3271 | 8.2479 | 7.4428 | 7.154 | 5.2635 | 4.3738 | 4.3337 | 4.6 | 377188 | 392252 | SALE | CARRINGTON
Ashton Under Lyne T11 & T12 | Primary | Best View | 5.4392 | 5.4176 | 5.1899 | 4.7498 | 4.6106 | 4.1933 | 3.8343 | 3.4835 | 3.11 | 2.554 | 0.87347 | -0.15303 | -0.47225 | -0.51328 | 393275 | 399319 | HARTSHEAD-HEYROD | STALYBRIDGE
Ashton Under Lyne T13 | Primary | Best View | 6.5562 | 6.2388 | 6.1598 | 6.0133 | 6.0385 | 5.9126 | 5.8161 | 5.7443 | 5.6519 | 5.5061 | 5.103 | 4.8924 | 4.8272 | 4.8562 | 393285 | 399329 | HARTSHEAD-HEYROD | STALYBRIDGE
Ashwood Dale | Primary | Best View | 4.8247 | 4.5936 | 4.6132 | 4.3095 | 4.2185 | 3.8824 | 3.6105 | 3.3994 | 3.04 | 2.6662 | 1.3719 | 0.46344 | 0.049367 | -0.022094 | 406537 | 373050 | BUXTON | STALYBRIDGE
Askam & Dalton | Primary | Best View | 3.3734 | 2.6306 | 2.4866 | 1.9194 | 1.7374 | 1.1524 | 0.59076 | 0.30739 | -0.26432 | -1.2496 | -4.3453 | -5.967 | -6.5497 | -5.7662 | 321558 | 477806 | ULVERSTON | HARKER
Askerton Castle | Primary | Best View | 0.88156 | 0.89236 | 0.89942 | 0.85104 | 0.83226 | 0.80093 | 0.76632 | 0.76081 | 0.72149 | 0.6777 | 0.45295 | 0.27581 | 0.17631 | 0.18553 | 354779 | 568913 | - | HARKER
Aspatria | Primary | Best View | 3.4525 | 3.3726 | 3.1249 | 2.7609 | 2.5716 | 2.2319 | 1.88 | 1.5866 | 1.2495 | 0.62009 | -1.7823 | -3.2251 | -3.9845 | -3.7629 | 314417 | 542840 | STAINBURN & SIDDICK | HARKER
Atherton Town Centre | Primary | Best View | 9.4957 | 8.209 | 8.0159 | 6.5845 | 5.4969 | 3.2206 | 1.0926 | -0.62887 | -4.2139 | -6.1208 | -10.0833 | -12.0528 | -12.4579 | -12.3541 | 367546 | 403338 | ATHERTON | KEARSLEY
Athletic St | Primary | Best View | 7.0025 | 6.6664 | 6.4419 | 6.2307 | 5.9173 | 5.4154 | 4.9435 | 4.6932 | 4.1744 | 3.6751 | 1.8245 | 0.90736 | 0.79871 | 1.0879 | 385381 | 432208 | BURNLEY | ROCHDALE
Avenham | Primary | Best View | 8.1923 | 8.1912 | 8.0586 | 7.9103 | 7.6373 | 7.4228 | 7.255 | 12.5384 | 12.3059 | 12.0737 | 11.5985 | 11.3465 | 11.3955 | 11.5234 | 354028 | 429192 | PRESTON EAST | PENWORTHAM
Baguley | Primary | Best View | 6.305 | 6.4067 | 5.9021 | 5.3778 | 5.1778 | 4.5796 | 3.8939 | 8.3367 | 6.7837 | 5.9808 | 3.0173 | 0.98588 | 0.41511 | 0.083252 | 380562 | 389035 | SALE | CARRINGTON
Bamber Bridge | Primary | Best View | 9.1913 | 8.0865 | 8.0017 | 7.7424 | 7.3956 | 7.1684 | 6.9131 | 6.7482 | 6.3789 | 6.0562 | 4.4024 | 2.7742 | 1.6923 | 0.72322 | 356431 | 426698 | RIBBLE | PENWORTHAM
Barbara St | Primary | Best View | 3.8249 | 3.5478 | 3.5569 | 3.2248 | 3.1296 | 2.7393 | 2.5192 | 2.2605 | 2.0271 | 1.5711 | 0.1037 | -0.76725 | -1.173 | -1.2383 | 370695 | 407609 | BOLTON | KEARSLEY
Barrow | Primary | Best View | 12.8764 | 13.0004 | 12.641 | 12.2253 | 11.8406 | 11.4412 | 10.9748 | 10.5278 | 10.0863 | 9.4811 | 7.4826 | 6.8077 | 6.9516 | 7.6253 | 319709 | 470489 | BARROW & SANDGATE | HARKER
Barton Dock Rd | Primary | Best View | 3.3511 | 3.0216 | 2.9846 | 2.9423 | 2.8122 | 2.6759 | 2.5722 | 2.5371 | 2.2817 | 2.1936 | -0.51017 | -1.8435 | -3.0806 | -3.9601 | 378864 | 395534 | BARTON | CARRINGTON
Bedford | Primary | Best View | 5.435 | 5.1548 | 4.8938 | 4.4499 | 4.1197 | 3.6466 | 3.1361 | 2.6679 | 1.9322 | 1.058 | -2.2512 | -3.9051 | -4.376 | -4.2584 | 366258 | 399876 | ATHERTON | KEARSLEY
Belgrave | Primary | Best View | 8.193 | 8.1267 | 8.0616 | 7.7855 | 7.591 | 7.3087 | 7.0828 | 6.7848 | 6.4562 | 6.0719 | 4.6996 | 3.9305 | 3.6796 | 3.7194 | 393008 | 403366 | GREENHILL | WHITEGATE
Benchill | Primary | Best View | 8.1479 | 8.1101 | 8.0346 | 7.9486 | 7.8223 | 7.6907 | 7.5127 | 7.4062 | 7.2691 | 7.0907 | 6.4272 | 6.1078 | 6.0398 | 6.0848 | 382454 | 388020 | WEST DIDSBURY | SOUTH MANCHESTER
Bentham | Primary | Best View | 1.071 | 1.0748 | 1.0875 | 0.95376 | 0.87432 | 0.81985 | 0.7085 | 0.62119 | 0.49879 | 0.29867 | -0.4225 | -0.78529 | -0.98138 | -0.88486 | 366887 | 470130 | KENDAL (PARKSIDE RD) | HUTTON
Bispham | Primary | Best View | 5.8469 | 5.7606 | 5.6522 | 5.2604 | 4.8468 | 4.3299 | 3.8732 | 3.3735 | 2.7701 | 2.1126 | -0.038059 | -0.88912 | -0.79335 | -0.32307 | 331655 | 439667 | BISPHAM | PENWORTHAM
Blackbull | Primary | Best View | 8.7284 | 6.8238 | 6.756 | 6.2693 | 5.941 | 5.4943 | 5.0765 | 4.7217 | -10.8955 | -11.553 | -13.4896 | -14.4149 | -14.8318 | -14.5766 | 353041 | 433005 | RIBBLE | PENWORTHAM
Blackburn | Primary | Best View | 9.4258 | 9.1229 | 9.0995 | 8.7025 | 8.5919 | 8.3692 | 8.2808 | 8.1374 | 7.897 | 7.6296 | 6.781 | 6.0406 | 5.4934 | 5.3042 | 370584 | 429294 | BLACKBURN | PENWORTHAM
Blackburn Rd Clayton | Primary | Best View | 11.1209 | 10.9339 | 10.832 | 10.6583 | 10.4649 | 10.2662 | 10.0621 | 9.8415 | 9.6071 | 9.3134 | 8.2272 | 7.4715 | 7.2668 | 7.3068 | 374632 | 430529 | HUNCOAT | PADIHAM
Blackfriars | Primary | Best View | 3.6676 | 2.2288 | 2.293 | 1.8542 | 1.8847 | 1.6187 | 1.4407 | 3.4344 | 3.2307 | 2.819 | 1.6925 | 0.94352 | 0.43199 | 0.38503 | 383030 | 399104 | FREDERICK RD | KEARSLEY
Blackley | Primary | Best View | 11.1618 | 10.8708 | 10.7826 | 10.445 | 10.1681 | 9.762 | 9.4621 | 9.0498 | 8.5998 | 8.0641 | 6.2776 | 5.4394 | 5.3036 | 5.5112 | 383882 | 403258 | RED BANK | WHITEGATE
Blackpool | Primary | Best View | 12.1371 | 11.3486 | 11.2505 | 11.0422 | 10.8994 | 10.7153 | 10.573 | 10.4377 | 10.233 | 10.0358 | 9.5277 | 9.2324 | 9.2327 | 9.3557 | 330835 | 435308 | BLACKPOOL | PENWORTHAM
Bollington | Primary | Best View | 3.4927 | 3.3684 | 3.1248 | 2.7597 | 2.343 | 1.9861 | 1.5564 | 1.1243 | 0.62961 | 0.13271 | -2.0501 | -3.2658 | -3.4442 | -3.1608 | 393042 | 377873 | MACCLESFIELD | MACCLESFIELD
Bolton By Bowland | Primary | Best View | -0.10225 | -0.14286 | -0.25439 | -0.39187 | -0.51329 | -0.63424 | -0.75897 | -0.89377 | -1.056 | -1.2768 | -2.0747 | -2.4606 | -2.5733 | -2.4204 | 378320 | 449559 | PADIHAM | PADIHAM
Bolton Le Sands | Primary | Best View | 6.0231 | 5.5265 | 5.2584 | 4.8783 | 4.4515 | 4.1014 | 3.6894 | 3.1132 | 2.8346 | 2.1953 | -0.59836 | -2.5701 | -4.2413 | -3.1521 | 347707 | 467237 | LANCASTER | HEYSHAM
Botany Bay | Primary | Best View | 2.6942 | 1.9954 | 1.7577 | 1.4238 | 1.052 | 0.59481 | 0.1529 | -0.31588 | -0.82409 | -1.4123 | -3.5594 | -4.7232 | -5.1168 | -5.1727 | 359442 | 418850 | LEYLAND | PENWORTHAM
Bow Lane | Primary | Best View | 6.3932 | 6.0813 | 5.8521 | 5.3903 | 4.9017 | 4.3356 | 3.7118 | 3.0152 | 2.3093 | 1.4585 | -1.794 | -3.8565 | -4.6727 | -5.1357 | 354895 | 422392 | LEYLAND | PENWORTHAM
Bowaters | Primary | Best View | 17.4023 | 17.5992 | 17.3833 | 17.1061 | 16.9741 | 17.0538 | 16.9106 | 16.8806 | 16.963 | 16.7896 | 16.2951 | 15.5123 | 15.8316 | 16.2544 | 319579 | 472480 | BARROW & SANDGATE | HARKER
Bowdon | Primary | Best View | 7.7694 | 7.3219 | 7.1988 | 6.8053 | 6.3932 | 6.1266 | 5.7251 | 5.3662 | 4.7984 | 4.318 | 2.6733 | 1.7988 | 1.7977 | 1.971 | 376743 | 386810 | ALTRINCHAM | CARRINGTON
Bradford | Primary | Best View | 10.3741 | 8.2468 | 8.0251 | 7.8342 | 7.6583 | 7.3919 | 7.1429 | 6.9835 | 6.6291 | 6.2872 | 4.9196 | 3.8472 | 2.7676 | 1.522 | 387613 | 397710 | STUART ST | STALYBRIDGE
Bradshawgate | Primary | Best View | 11.1022 | 10.7431 | 10.7755 | 10.5061 | 10.4288 | 10.0821 | 10.005 | 9.8211 | 9.6767 | 9.3468 | 8.5387 | 8.0897 | 7.8165 | 7.7186 | 371891 | 408910 | BOLTON | KEARSLEY
Bramhall | Primary | Best View | 6.4096 | 6.3623 | 6.0525 | 5.6101 | 5.5768 | 5.2819 | 4.8898 | 4.5848 | 4.2784 | 3.859 | 2.4676 | 1.9326 | 1.8482 | 2.1778 | 389440 | 386463 | HAZEL GROVE | BREDBURY
Bridgewater | Primary | Best View | 8.4055 | 8.2785 | 8.2166 | 8.0665 | 7.957 | 7.8427 | 7.7178 | 7.6571 | 7.6187 | 7.5192 | 7.1677 | 7.0158 | 7.0405 | 7.1832 | 383543 | 397628 | BLOOM ST | SOUTH MANCHESTER
Brinksway | Primary | Best View | 13.8146 | 12.7183 | 12.4497 | 12.2183 | 12.0419 | 11.9355 | 11.6801 | 1.4597 | 0.5083 | 0.20138 | -0.64924 | -1.5507 | -2.2966 | -3.1423 | 388434 | 389885 | ADSWOOD | BREDBURY
Broadheath | Primary | Best View | 15.8513 | 14.7233 | 14.5331 | 13.997 | 13.4947 | 12.9011 | 12.2009 | 11.6679 | 10.7658 | 9.7154 | 6.7874 | 5.1775 | 4.9017 | 4.9577 | 376412 | 389026 | ALTRINCHAM | CARRINGTON
Broadway | Primary | Best View | 12.5452 | 12.64 | 12.4695 | 12.145 | 11.6897 | 11.3588 | 10.9554 | 10.474 | 10.0404 | 9.5644 | 7.6179 | 6.4614 | 5.8195 | 6.1874 | 344792 | 464471 | LANCASTER | HEYSHAM
Buckshaw | Primary | Best View | 12.3521 | 11.635 | 11.3943 | 11.0464 | 10.8235 | 10.5407 | 10.2743 | 9.9814 | 9.6972 | 9.3435 | 7.8994 | 6.7751 | 6.2109 | 5.7325 | 356748 | 421312 | LEYLAND | PENWORTHAM
Burnley | Primary | Best View | 11.1079 | 10.4709 | 10.4422 | 10.3637 | 10.279 | 9.5265 | 9.364 | 9.4745 | 9.2147 | 8.7538 | 7.391 | 6.6951 | 6.619 | 6.8251 | 385569 | 434469 | BURNLEY | ROCHDALE
Burnley Centre | Primary | Best View | 8.2842 | 8.3229 | 8.0719 | 7.9329 | 7.8304 | 7.4272 | 7.2107 | 6.9887 | 6.9401 | 6.5514 | 5.9855 | 5.6265 | 5.5311 | 5.6077 | 384308 | 432288 | BURNLEY | ROCHDALE
Burnley North | Primary | Best View | 2.9866 | 3.0683 | 2.7223 | 2.5972 | 2.4617 | 2.1482 | 1.8215 | 1.5745 | 1.3292 | 0.9164 | -0.11279 | -1.7408 | -3.1041 | -3.8225 | 384418 | 434168 | BURNLEY | ROCHDALE
Burrow Beck | Primary | Best View | 6.6674 | 5.623 | 5.2553 | 4.7448 | 4.3655 | 3.899 | 3.3841 | 2.6756 | 2.3276 | 1.6315 | -0.93512 | -1.9774 | -3.2771 | -1.2192 | 347903 | 458401 | LANCASTER | HEYSHAM
Burscough Bridge | Primary | Best View | 6.1804 | 6.0683 | 5.8875 | 5.4998 | 5.3726 | 5.069 | 4.8119 | 4.5097 | 4.0804 | 3.463 | 1.139 | -0.36457 | -1.0061 | -1.2492 | 344595 | 412486 | WRIGHTINGTON | PENWORTHAM
Bury Town Centre | Primary | Best View | 10.1079 | 8.798 | 8.6521 | 8.173 | 8.1164 | 7.8141 | 7.5145 | 7.2913 | 6.9102 | 6.4483 | 5.0726 | 4.3338 | 3.9865 | 3.9717 | 380863 | 410807 | BURY | KEARSLEY
Campbell St | Primary | Best View | 7.0754 | 6.6108 | 6.5399 | 6.3287 | 6.1566 | 5.9425 | 5.6896 | 10.8587 | 10.5213 | 10.1768 | 8.5899 | 7.2627 | 5.9741 | 4.9605 | 372937 | 406428 | KEARSLEY LOCAL | KEARSLEY
Cannon St | Primary | Best View | 14.4162 | 11.0464 | 10.5397 | 10.0341 | 9.9306 | 9.6925 | 9.557 | 9.3423 | 9.1088 | 8.8355 | 8.2814 | 8.0464 | 8.1247 | 8.4223 | 384064 | 398635 | RED BANK | WHITEGATE
Capontree | Primary | Best View | 16.0025 | 15.7901 | 15.7207 | 15.4705 | 15.292 | 15.0282 | 14.7623 | 14.5378 | 14.2672 | 13.792 | 11.9157 | 10.6134 | 9.8498 | 9.6949 | 352906 | 559671 | CARLISLE | HARKER
Carleton | Primary | Best View | 3.1229 | 3.0568 | 2.9661 | 2.8357 | 2.7237 | 2.5835 | 2.4416 | 2.3005 | 2.1466 | 1.9299 | 1.1515 | 0.81434 | 0.74884 | 0.94123 | 308796 | 498305 | EGREMONT | HARKER
Carlisle North | Primary | Best View | 11.1796 | 8.2785 | 7.8846 | 7.5768 | 7.7498 | 7.4131 | 7.1957 | 7.2493 | 6.8625 | 6.6416 | 5.4248 | 3.9187 | 2.7178 | 1.7535 | 338547 | 560280 | - | HARKER
Carr St | Primary | Best View | 10.9544 | 10.4291 | 10.1555 | 9.7482 | 9.3288 | 8.7571 | 8.2448 | 7.7433 | 5.4671 | 4.6342 | 2.1007 | 0.52714 | -0.083269 | -0.48893 | 376984 | 401329 | KEARSLEY LOCAL | KEARSLEY
Castleton | Primary | Best View | 10.8391 | 10.7233 | 10.5758 | 10.4455 | 10.1844 | 9.8288 | 9.5463 | 9.4547 | 9.0548 | 8.7881 | 7.7671 | 6.8342 | 6.3296 | 5.8357 | 388461 | 411290 | CASTLETON | ROCHDALE
Catterall Waterworks | Primary | Best View | -3.5625 | -3.4792 | -3.6128 | -3.8233 | -3.8254 | -3.8394 | -3.9381 | -3.9995 | -4.0222 | -4.1663 | -4.5486 | -4.7144 | -4.8498 | -4.7953 | 349381 | 442178 | RIBBLE | PENWORTHAM
Cecil St | Primary | Best View | 10.4416 | 9.2157 | 9.1767 | 8.8872 | 8.8347 | 8.5683 | 8.3548 | 8.1243 | 7.8423 | 7.5094 | 6.6071 | 6.169 | 6.158 | 6.3035 | 331301 | 437023 | BLACKPOOL | PENWORTHAM
Central Manchester | Primary | Best View | 14.7621 | 13.7449 | 10.1457 | 6.5001 | 0.035631 | -8.1963 | -16.3623 | 0.65625 | -1.7908 | -1.8299 | -2.2223 | -2.4197 | -2.2766 | -2.2556 | 384852 | 397718 | STUART ST | STALYBRIDGE
Chadderton | Primary | Best View | 26.7514 | 26.6857 | 26.5725 | 26.2006 | 25.9701 | 25.6237 | 25.3698 | 25.0231 | 24.597 | 24.1885 | 22.2601 | 20.9385 | 20.3113 | 19.6933 | 389161 | 403872 | CHADDERTON | WHITEGATE
Chamberhall | Primary | Best View | 4.167 | 3.8595 | 3.7534 | 3.2049 | 2.81 | 2.1706 | 1.655 | 0.98487 | 0.42124 | -0.32835 | -2.9469 | -4.2535 | -4.6872 | -4.5814 | 380280 | 411215 | BURY | KEARSLEY
Chapel Wharf | Primary | Best View | 14.1081 | 11.5462 | 11.4063 | 11.0993 | 11.2036 | 11.0256 | 10.9435 | 10.914 | 10.7912 | 10.6032 | 10.2481 | 10.013 | 9.815 | 9.8043 | 383499 | 398634 | FREDERICK RD | KEARSLEY
Chassen Rd | Primary | Best View | 3.2775 | 3.2658 | 2.7825 | 2.1662 | 2.1423 | 1.6394 | 1.0444 | 0.66892 | 0.068337 | -0.41279 | -2.7135 | -3.8312 | -3.9274 | -3.7089 | 375542 | 394453 | BARTON | CARRINGTON
Chatsworth St | Primary | Best View | 7.6436 | 7.4656 | 7.4641 | 7.1679 | 7.0443 | 6.7718 | 6.4674 | 6.2776 | 6.0721 | 5.7049 | 4.6334 | 4.0885 | 4.0014 | 4.2869 | 319188 | 470003 | BARROW & SANDGATE | HARKER
Cheadle Heath | Primary | Best View | 6.6766 | 6.5142 | 6.3676 | 6.201 | 5.9908 | 5.7231 | 5.5868 | 5.385 | 4.2484 | 3.9414 | 3.0322 | 2.3698 | 2.1944 | 2.1027 | 387062 | 389054 | ADSWOOD | BREDBURY
Cheadle Hulme | Primary | Best View | 8.0851 | 7.966 | 7.8194 | 7.1507 | 7.152 | 6.6105 | 6.0013 | 5.6965 | 5.1687 | 4.5461 | 2.5807 | 1.8075 | 1.7122 | 2.144 | 387386 | 386308 | ADSWOOD | BREDBURY
Cheetham Hill | Primary | Best View | 2.4698 | 2.2335 | 2.2231 | 1.7902 | 1.6387 | 1.1579 | 0.85593 | 0.49896 | 0.18579 | -0.38153 | -2.0839 | -3.1461 | -3.684 | -3.7863 | 383606 | 402218 | AGECROFT | KEARSLEY
Chester Rd T11 & T12 | Primary | Best View | 5.4476 | 4.9628 | 4.7928 | 4.6065 | 4.4608 | 4.3179 | 4.1313 | 4.057 | 3.9198 | 3.7476 | 2.9719 | 2.2912 | 1.831 | 1.4396 | 381030 | 396165 | STRETFORD | SOUTH MANCHESTER
Chester Rd T13 | Primary | Best View | 9.9324 | 9.3384 | 9.2019 | 9.0734 | 8.9998 | 8.9272 | 8.8296 | 8.7404 | 8.6662 | 8.5565 | 8.232 | 8.1004 | 8.0874 | 8.1646 | 381040 | 396175 | STRETFORD | SOUTH MANCHESTER
Chorley South | Primary | Best View | 2.9333 | 2.7577 | 2.3307 | 1.7446 | 1.214 | 0.52676 | -0.12792 | 4.682 | 3.938 | 3.039 | -0.3161 | -2.2192 | -2.7914 | -2.805 | 358658 | 417041 | WRIGHTINGTON | PENWORTHAM
Chorlton | Primary | Best View | 5.0302 | 4.5525 | 4.2505 | 4.0139 | 3.7126 | 3.4058 | 3.042 | 1.7586 | 1.4529 | 1.0641 | -0.27066 | -0.83756 | -0.87198 | -0.69917 | 381411 | 393754 | WEST DIDSBURY | SOUTH MANCHESTER
Church | Primary | Best View | 1.1195 | 1.0253 | 0.9791 | 0.89675 | 0.80293 | 0.70008 | 0.59332 | 0.47286 | 0.34974 | 0.1919 | -0.4589 | -0.94714 | -1.193 | -1.3173 | 374687 | 428919 | HUNCOAT | PADIHAM
Circle Sq | Primary | Best View | 17.9902 | 16.6872 | 14.5236 | 12.3198 | 10.857 | 10.8301 | 10.804 | 10.779 | 10.7551 | 10.7282 | 10.6518 | 10.6299 | 10.6539 | 10.721 | 384363 | 397283 | LONGSIGHT | BREDBURY
Clarendon Rd | Primary | Best View | 10.2772 | 10.2444 | 9.9667 | 9.5247 | 9.3769 | 8.9678 | 8.5295 | 8.1126 | 7.7191 | 7.112 | 5.0437 | 4.1893 | 4.0798 | 4.4473 | 369051 | 429883 | BLACKBURN | PENWORTHAM
Claughton | Primary | Best View | 0.31859 | 0.28925 | 0.25386 | 0.1649 | 0.065593 | 0.0091657 | -0.072999 | -0.15937 | -0.25692 | -0.39309 | -1.0683 | -1.5068 | -1.7548 | -1.5979 | 355872 | 466268 | LANCASTER | HEYSHAM
Cleveleys | Primary | Best View | 4.8626 | 4.7603 | 4.6114 | 4.1655 | 3.8526 | 3.357 | 2.9223 | 2.4611 | 1.9408 | 1.3571 | -0.6087 | -1.5154 | -1.5801 | -1.3351 | 332286 | 443104 | BISPHAM | PENWORTHAM
Clifton Junction | Primary | Best View | 6.8148 | 5.3022 | 5.0764 | 4.827 | 4.6958 | 4.522 | 4.3108 | 4.1024 | 3.9379 | 3.7046 | 2.6647 | 1.7936 | 1.2557 | 0.85577 | 379289 | 403073 | KEARSLEY LOCAL | KEARSLEY
Clover Hill | Primary | Best View | 11.0988 | 11.0869 | 10.9575 | 10.7857 | 10.5599 | 10.3163 | 10.0653 | 9.7807 | 9.4771 | 9.1052 | 7.8568 | 7.2786 | 7.2775 | 7.5334 | 386638 | 437064 | NELSON | PADIHAM
Cog Lane | Primary | Best View | 6.9966 | 6.1483 | 5.923 | 5.5976 | 5.2833 | 4.9435 | 4.5916 | 4.2085 | 3.8136 | 3.3252 | 1.4961 | 0.30361 | -0.17243 | -0.33304 | 382462 | 432232 | HUNCOAT | PADIHAM
Coniston | Primary | Best View | -0.64697 | -0.70213 | -0.75121 | -0.84237 | -0.95417 | -1.0399 | -1.0925 | -1.181 | -1.2817 | -1.392 | -1.7748 | -1.8966 | -1.9358 | -1.8271 | 329874 | 497641 | ULVERSTON | HARKER
Copse Rd | Primary | Best View | 8.7046 | 6.9396 | 6.6229 | 6.1402 | 5.8373 | 5.3688 | 4.9181 | 4.4289 | 3.9293 | 3.2871 | 1.0699 | -0.068714 | -0.26257 | 0.050023 | 333013 | 446934 | THORNTON | STANAH
Cox Green | Primary | Best View | 5.2379 | 5.0031 | 5.0491 | 4.3917 | 4.5003 | 3.9565 | 3.6636 | 3.3399 | 2.9429 | 2.3151 | 0.52838 | -0.17889 | -0.20916 | 0.26508 | 371893 | 413641 | BOLTON | KEARSLEY
Craggs Row & Bushell St | Primary | Best View | 6.288 | 4.712 | 4.7083 | 4.3892 | 3.8987 | 3.6287 | 3.3239 | 3.2499 | 2.7138 | 2.3749 | 1.174 | 0.52206 | 0.33149 | 0.40376 | 353740 | 430080 | RIBBLE | PENWORTHAM
Crown Lane | Primary | Best View | 5.0209 | 3.7464 | 3.3802 | 2.6362 | 2.2043 | 1.3878 | 0.76288 | -0.038257 | -0.72125 | -1.7029 | -5.6622 | -7.9133 | -8.7758 | -8.6147 | 362706 | 410859 | WESTHOUGHTON | KEARSLEY
Culcheth | Primary | Best View | 3.867 | 3.8561 | 3.712 | 3.4273 | 3.4079 | 3.1612 | 2.8961 | 2.7282 | 2.4597 | 2.0555 | 0.75268 | 0.045562 | -0.086561 | 0.16025 | 365430 | 395366 | GOLBORNE | BOLD
Cutacre | Primary | Best View | 21.3823 | 19.3366 | 19.1292 | 19.1027 | 19.0953 | 19.0817 | 19.0755 | 19.0614 | 19.0394 | 19.0286 | 18.8513 | 18.5414 | 18.2745 | 17.9593 | 369848 | 404515 | KEARSLEY LOCAL | KEARSLEY
Deansgate | Primary | Best View | 8.8598 | 8.0072 | 7.8699 | 7.6814 | 7.5654 | 7.4283 | 7.3397 | 7.2594 | 4.5991 | 4.5289 | 4.2776 | 4.2423 | 4.3317 | 4.4902 | 383463 | 398149 | BLOOM ST | SOUTH MANCHESTER
Denton East | Primary | Best View | 10.2221 | 10.0591 | 9.9637 | 9.6947 | 9.3592 | 8.9701 | 8.5643 | 8.2549 | 7.7251 | 7.2212 | 5.2207 | 4.1868 | 3.936 | 4.115 | 392394 | 395626 | DROYLSDEN | STALYBRIDGE
Denton West | Primary | Best View | 9.4197 | 9.2182 | 8.9756 | 8.6254 | 8.4485 | 8.0388 | 7.3682 | 7.0206 | 6.6338 | 6.0818 | 4.3314 | 3.3741 | 3.1056 | 3.1591 | 390380 | 395565 | DROYLSDEN | STALYBRIDGE
Dickinson St | Primary | Best View | 11.234 | 10.9333 | 10.9093 | 10.6124 | 10.4176 | 10.1959 | 9.9699 | 9.8507 | 9.6922 | 9.5629 | 9.0163 | 8.7998 | 8.8553 | 9.1035 | 384109 | 397722 | BLOOM ST | SOUTH MANCHESTER
Didsbury | Primary | Best View | 8.438 | 8.433 | 8.0639 | 7.664 | 7.1524 | 6.6277 | 6.0487 | 5.5341 | 5.004 | 4.3493 | 2.0772 | 1.0897 | 0.99584 | 1.2267 | 384792 | 391153 | WEST DIDSBURY | SOUTH MANCHESTER
Dodgson Rd | Primary | Best View | 15.7147 | 15.5757 | 15.5616 | 15.3108 | 15.2326 | 14.9754 | 14.7872 | 14.6223 | 14.3619 | 14.0359 | 12.813 | 11.8985 | 11.1765 | 10.7009 | 355190 | 430397 | PRESTON EAST | PENWORTHAM
Douglas St | Primary | Best View | 9.7767 | 9.5738 | 9.3584 | 9.0275 | 8.9376 | 8.8353 | 8.585 | 8.363 | 8.212 | 7.825 | 6.6803 | 5.9713 | 5.4998 | 5.315 | 352220 | 429932 | RIBBLE | PENWORTHAM
Droylsden East | Primary | Best View | 8.4888 | 8.2686 | 8.1068 | 7.7023 | 7.4069 | 6.9184 | 6.4023 | 5.9248 | 5.3305 | 4.6657 | 2.2688 | 1.0567 | 0.81094 | 1.0695 | 390532 | 398053 | DROYLSDEN | STALYBRIDGE
Dukinfield | Primary | Best View | 11.9353 | 12.0076 | 11.8139 | 11.6294 | 11.6063 | 11.5422 | 11.3525 | 11.2705 | 11.1527 | 10.9298 | 10.2335 | 9.744 | 9.5142 | 9.5181 | 394372 | 396438 | HYDE | STALYBRIDGE
Dumers Lane | Primary | Best View | 9.074 | 8.1459 | 8.0496 | 7.7068 | 7.5548 | 7.1693 | 6.9611 | 6.7085 | 6.462 | 6.094 | 4.8793 | 4.1401 | 3.7674 | 3.668 | 380057 | 408141 | BURY | KEARSLEY
Dumplington | Primary | Best View | 16.3547 | 15.9013 | 15.5396 | 15.1934 | 15.0882 | 14.9798 | 14.6962 | 14.4835 | 14.5116 | 14.1729 | 13.7745 | 13.5607 | 13.5194 | 13.5344 | 376770 | 397157 | BARTON | CARRINGTON
Eastlands | Primary | Best View | 11.9981 | 11.1252 | 8.7873 | 4.0362 | -0.36739 | -4.9778 | -9.5779 | 9.5204 | 9.352 | 9.1759 | 8.5401 | 8.1459 | 8.0247 | 8.0916 | 386458 | 398693 | STUART ST | STALYBRIDGE
Easton | Primary | Best View | 0.18883 | 0.19915 | 0.14504 | 0.062688 | 0.083366 | 0.017328 | -0.048197 | -0.084686 | -0.13931 | -0.26108 | -0.66424 | -0.84402 | -0.98043 | -0.87799 | 343201 | 571738 | - | HARKER
Egremont | Primary | Best View | 2.9059 | 2.7684 | 2.6135 | 2.1033 | 1.7025 | 1.1925 | 0.58561 | 0.015388 | -0.49502 | -1.3124 | -4.3043 | -5.7129 | -5.8423 | -5.0551 | 301070 | 513074 | EGREMONT | HARKER
Embleton | Primary | Best View | 5.3563 | 5.1381 | 4.8339 | 4.3799 | 4.196 | 3.7533 | 3.311 | 3.7877 | 3.4839 | 2.9002 | 0.90222 | -0.041294 | -0.33743 | 0.052914 | 315767 | 529389 | STAINBURN & SIDDICK | HARKER
Exchange St | Primary | Best View | 6.6755 | 5.0667 | 4.9978 | 4.78 | 4.4998 | 4.2126 | 3.9885 | 3.8479 | 3.4791 | 3.0985 | 1.8015 | 1.0917 | 0.91407 | 0.96567 | 369100 | 423028 | LOWER DARWEN | ROCHDALE
Failsworth | Primary | Best View | 9.6958 | 9.3797 | 9.238 | 8.9169 | 8.6249 | 8.2762 | 7.9392 | 7.5534 | 7.147 | 6.6777 | 4.9591 | 4.0297 | 3.7307 | 3.7258 | 389631 | 401496 | CHADDERTON | WHITEGATE
Fallowfield | Primary | Best View | 7.4524 | 7.0955 | 6.812 | 6.4864 | 6.0792 | 5.6685 | 5.2236 | 4.7903 | 4.3743 | 3.8054 | 1.6741 | 0.47967 | 0.054976 | 0.10631 | 385608 | 393881 | WEST DIDSBURY | SOUTH MANCHESTER
Farnworth | Primary | Best View | 9.6246 | 8.8528 | 8.6788 | 8.3498 | 8.194 | 7.7815 | 7.4668 | 7.17 | 6.7466 | 6.3147 | 4.5015 | 3.4216 | 3.075 | 3.0775 | 373726 | 405532 | KEARSLEY LOCAL | KEARSLEY
Feniscowles | Primary | Best View | 1.9352 | 1.9749 | 1.8932 | 1.7682 | 1.7383 | 1.6421 | 1.5449 | 1.4714 | 1.3987 | 1.2516 | 0.84833 | 0.6817 | 0.68475 | 0.84966 | 364660 | 425120 | LOWER DARWEN | ROCHDALE
Ferodo | Primary | Best View | 6.1518 | 5.6043 | 5.492 | 5.2566 | 5.1553 | 4.9142 | 4.7341 | 4.4944 | 4.1036 | 3.7156 | 2.3599 | 1.5258 | 1.2717 | 1.3522 | 405720 | 381338 | NEW MILLS | STALYBRIDGE
Flat Lane | Primary | Best View | 0.1834 | -0.29435 | -0.4455 | -0.6124 | -0.77343 | -0.93985 | -1.1007 | -1.2801 | -1.4674 | -1.7287 | -2.67 | -3.125 | -3.2491 | -3.0751 | 383248 | 456995 | NELSON | PADIHAM
Frederick Rd | Primary | Best View | 7.0803 | 6.304 | 6.2044 | 5.8305 | 5.6981 | 5.1888 | 4.8606 | 4.4766 | 4.065 | 3.499 | 1.3425 | -0.19038 | -1.0673 | -1.4084 | 381697 | 399348 | FREDERICK RD | KEARSLEY
Fusehill | Primary | Best View | 4.4307 | 4.1842 | 4.1332 | 3.7611 | 3.6461 | 3.2734 | 2.9487 | 2.8179 | 2.4545 | 2.0657 | 0.78028 | 0.10464 | -0.015236 | 0.29108 | 341042 | 555452 | CARLISLE | HARKER
Gale | Primary | Best View | 13.6097 | 13.4695 | 13.4202 | 13.3379 | 13.0684 | 12.7309 | 12.406 | 12.2332 | 11.8575 | 11.5263 | 10.342 | 9.6624 | 9.4112 | 9.3438 | 389570 | 414943 | BELFIELD | ROCHDALE
Garstang | Primary | Best View | 4.563 | 3.901 | 3.5487 | 2.9113 | 2.5089 | 1.9209 | 1.3763 | 0.80079 | 0.19882 | -0.64316 | -3.6909 | -5.2804 | -5.6475 | -5.192 | 348319 | 445221 | THORNTON | STANAH
Gatley | Primary | Best View | 1.9051 | 1.9558 | 1.8095 | 1.6543 | 1.454 | 1.2511 | 1.0116 | 0.82067 | 0.61908 | 0.3587 | -0.56067 | -0.96179 | -1.0024 | -0.89059 | 384242 | 388388 | MOSS NOOK | SOUTH MANCHESTER
Gidlow | Primary | Best View | 7.2189 | 6.544 | 5.9497 | 4.8119 | 3.8799 | 3.2536 | 2.6443 | 2.0054 | 1.3215 | 0.52268 | -2.3458 | -3.6796 | -4.036 | -3.8073 | 357620 | 406662 | WIGAN | KIRKBY
Gillsrow | Primary | Best View | 1.4699 | 1.0886 | 1.0152 | 0.85811 | 0.76586 | 0.57397 | 0.41135 | 0.38779 | 0.18855 | -0.071913 | -1.013 | -1.4749 | -1.7148 | -1.5207 | 337117 | 526444 | PENRITH & SHAP | HUTTON
Glaxo | Primary | Best View | 8.125 | 8.1006 | 8.0986 | 8.0094 | 8.0057 | 7.9565 | 7.9601 | 7.8695 | 7.8532 | 7.812 | 6.3248 | 4.8107 | 1.2412 | 1.4008 | 330458 | 477825 | ULVERSTON | HARKER
Glossop | Primary | Best View | 8.6045 | 8.5968 | 8.2774 | 7.8657 | 7.595 | 7.2556 | 6.8276 | 6.4805 | 6.0785 | 5.5678 | 3.7889 | 2.8431 | 2.5703 | 2.7092 | 402300 | 394074 | HYDE | STALYBRIDGE
Golborne | Primary | Best View | 4.5795 | 4.2238 | 3.6473 | 2.565 | 1.7309 | 0.090885 | -1.4417 | 1.8195 | 0.67362 | -0.70263 | -4.3641 | -6.3489 | -6.8693 | -7.1102 | 360621 | 397766 | GOLBORNE | BOLD
Gowhole | Primary | Best View | 5.1502 | 4.8322 | 4.4307 | 3.6485 | 3.1909 | 2.3487 | 1.5988 | 0.89325 | 0.048546 | -1.0171 | -4.8577 | -6.5649 | -6.5512 | -5.6002 | 401104 | 383846 | NEW MILLS | STALYBRIDGE
Grane Rd & Prinny Hill | Primary | Best View | 6.9858 | 6.9044 | 6.7528 | 6.5542 | 6.283 | 5.9971 | 5.7135 | 5.4123 | 5.0994 | 4.7358 | 3.4996 | 3.0289 | 3.0905 | 3.3534 | 378312 | 422726 | ROSSENDALE | PADIHAM
Grange | Primary | Best View | 5.0047 | 4.9654 | 4.7606 | 4.456 | 4.1994 | 3.9546 | 3.6411 | 3.3621 | 3.0745 | 2.707 | 1.381 | 0.84218 | 0.80805 | 1.1551 | 340240 | 478314 | ULVERSTON | HARKER
Great Harwood | Primary | Best View | 9.869 | 9.5683 | 9.4168 | 9.2014 | 8.9665 | 8.7427 | 8.5139 | 8.2804 | 8.0237 | 7.7225 | 6.5027 | 5.8324 | 5.6645 | 5.7486 | 373765 | 431955 | HUNCOAT | PADIHAM
Green Lane (Altrincham) | Primary | Best View | 5.9514 | 5.7437 | 5.4063 | 4.9322 | 4.7635 | 4.1816 | 3.5343 | 3.0337 | 2.3353 | 1.7646 | -0.43711 | -1.4854 | -1.4183 | -1.1102 | 378744 | 387772 | ALTRINCHAM | CARRINGTON
Green Lane (Hazel Grove) | Primary | Best View | 5.7413 | 5.4243 | 5.3175 | 4.6617 | 4.2962 | 3.7514 | 3.0881 | 2.6325 | 2.0603 | 1.3253 | -1.1016 | -2.0961 | -2.2865 | -1.8272 | 391570 | 387132 | HAZEL GROVE | BREDBURY
Green St T11 | Primary | Best View | 2.2693 | 2.2708 | 2.1479 | 1.947 | 1.7623 | 1.586 | 1.4076 | 1.2279 | 1.0348 | 0.81059 | 0.04563 | -0.28855 | -0.28164 | -0.080424 | 358235 | 404898 | WIGAN | KIRKBY
Green St T12 & T13 | Primary | Best View | 5.6027 | 5.2789 | 5 | 4.6278 | 4.2796 | 3.8992 | 3.511 | 3.1125 | 0.18773 | -0.68618 | -2.6009 | -3.7221 | -4.0502 | -4.0726 | 358225 | 404888 | WIGAN | KIRKBY
Greenfield | Primary | Best View | 13.0576 | 12.8917 | 12.6447 | 12.1916 | 11.806 | 11.2997 | 10.8079 | 10.3025 | 9.8009 | 9.1224 | 6.7817 | 5.821 | 5.8481 | 6.3394 | 399322 | 404583 | HARTSHEAD-HEYROD | STALYBRIDGE
Greenhill | Primary | Best View | 17.0383 | 16.9382 | 16.5529 | 16.0056 | 15.7103 | 15.186 | 14.9139 | 14.491 | 13.8693 | 13.3633 | 11.2866 | 9.8391 | 9.195 | 8.936 | 393262 | 404755 | GREENHILL | WHITEGATE
Griffin | Primary | Best View | 8.5849 | 8.2188 | 7.8059 | 7.1987 | 7.1089 | 6.6135 | 6.1193 | 5.6216 | 5.1548 | 4.3834 | 1.6579 | 0.41278 | 0.059173 | 0.4395 | 367171 | 427130 | LOWER DARWEN | ROCHDALE
Hadfield | Primary | Best View | 12.5201 | 12.5141 | 12.2822 | 11.9944 | 11.7853 | 11.5374 | 11.1179 | 10.6705 | 10.1098 | 9.5133 | 7.4453 | 6.4084 | 6.2489 | 6.4984 | 401790 | 395876 | HYDE | STALYBRIDGE
Hall Cross | Primary | Best View | 3.0047 | 2.545 | 2.036 | 1.29 | 0.71008 | -0.014278 | -0.68488 | -1.4247 | -2.129 | -3.0666 | -6.194 | -7.7383 | -7.9698 | -7.5884 | 342288 | 430650 | PEEL | PENWORTHAM
Handforth | Primary | Best View | 10.6036 | 9.9571 | 9.6758 | 9.3599 | 8.9147 | 8.4506 | 7.9236 | 7.4666 | 7.0726 | 6.5157 | 4.4083 | 3.2337 | 2.8943 | 2.9061 | 385958 | 383397 | MOSS NOOK | SOUTH MANCHESTER
Hanging Bridge | Primary | Best View | 2.2991 | 2.145 | 2.001 | 1.7521 | 1.5865 | 1.3419 | 1.1158 | 0.87514 | 0.61237 | 0.22363 | -1.4228 | -2.6017 | -3.2853 | -3.5846 | 346186 | 417486 | WRIGHTINGTON | PENWORTHAM
Hareholme | Primary | Best View | 9.4287 | 9.3278 | 8.9062 | 8.4022 | 7.7949 | 7.1417 | 6.4739 | 5.7596 | 5.0242 | 4.1727 | 1.1889 | -0.061105 | -0.093431 | 0.32457 | 382535 | 422283 | ROSSENDALE | PADIHAM
Harpurhey | Primary | Best View | 11.998 | 12.0245 | 11.7848 | 11.4559 | 11.1416 | 10.7291 | 10.3919 | 9.9638 | 9.4809 | 8.9477 | 6.9232 | 5.7905 | 5.4637 | 5.5137 | 385907 | 402469 | RED BANK | WHITEGATE
Harwood | Primary | Best View | 2.3693 | 2.1306 | 1.8301 | 1.2238 | 0.93137 | 0.16726 | -0.29083 | -0.84965 | -1.3806 | -2.1957 | -4.75 | -5.7661 | -5.8589 | -5.2834 | 374043 | 410941 | BOLTON | KEARSLEY
Hattersley | Primary | Best View | 7.2307 | 7.1104 | 6.9204 | 4.4871 | 0.16764 | -0.30515 | -0.75025 | 4.3701 | 3.8607 | 3.3234 | 1.4333 | 0.64511 | 0.71403 | 1.1728 | 398419 | 395120 | HYDE | STALYBRIDGE
Haverthwaite | Primary | Best View | 4.7454 | 4.656 | 4.503 | 4.3627 | 4.3469 | 4.2278 | 4.1413 | 3.9922 | 3.8412 | 3.6648 | 2.8825 | 2.3398 | 2.0491 | 2.1305 | 334234 | 483827 | ULVERSTON | HARKER
Hawk Green | Primary | Best View | 11.9931 | 11.8772 | 11.7034 | 11.2219 | 10.9818 | 10.5708 | 10.1018 | 9.735 | 9.2922 | 8.6732 | 6.493 | 5.431 | 5.1169 | 5.5507 | 395915 | 387138 | HAZEL GROVE | BREDBURY
Haydock | Primary | Best View | 14.2263 | 13.7934 | 13.2804 | 13.2286 | 12.5732 | 12.3398 | 11.9653 | 11.7958 | 11.3011 | 10.8746 | 8.9105 | 6.8118 | 5.6035 | 4.0478 | 357489 | 397336 | GOLBORNE | BOLD
HDA No1 & HDA No2 | Primary | Best View | 13.8106 | 13.6418 | 13.4872 | 13.2509 | 13.4727 | 12.8926 | 12.6839 | 12.5759 | 12.6702 | 12.1427 | 10.6983 | 9.9037 | 9.7519 | 9.9621 | 301743 | 524532 | STAINBURN & SIDDICK | HARKER
Heady Hill | Primary | Best View | 6.6323 | 6.4137 | 6.18 | 6.0938 | 5.9592 | 5.5666 | 5.2097 | 5.1269 | 4.3184 | 3.98 | 2.5012 | 0.4773 | -0.43092 | -1.4737 | 384370 | 410583 | CASTLETON | ROCHDALE
Heap Bridge | Primary | Best View | 9.5376 | 9.4507 | 9.3919 | 9.1701 | 8.9774 | 8.8625 | 8.7247 | 8.5742 | 8.4295 | 8.226 | 7.3267 | 6.5992 | 6.0945 | 5.6581 | 382793 | 410428 | BURY | KEARSLEY
Heasandford | Primary | Best View | 9.25 | 9.057 | 8.9492 | 8.873 | 8.8539 | 8.6397 | 8.4956 | 13.1826 | 12.9822 | 12.8556 | 12.754 | 12.6569 | 12.7129 | 12.8149 | 385349 | 433821 | BURNLEY | ROCHDALE
Heaton Moor | Primary | Best View | 5.7825 | 5.6499 | 5.1923 | 4.8734 | 4.5471 | 4.1375 | 3.5419 | 3.1886 | 2.8156 | 2.2205 | 0.19912 | -0.8222 | -1.2728 | -1.2827 | 387623 | 391345 | VERNON PARK | BREDBURY
Heaton Norris | Primary | Best View | 4.0076 | 4.0092 | 3.6077 | 3.3109 | 3.0096 | 2.6828 | 2.086 | -0.85536 | -0.96193 | -1.4844 | -7.0104 | -7.9932 | -8.2848 | -7.6123 | 388860 | 391967 | VERNON PARK | BREDBURY
Helwith Bridge | Primary | Best View | 0.9087 | 0.35324 | 0.25642 | 0.15577 | 0.067849 | -0.0068124 | -0.088407 | -0.17439 | -0.26837 | -0.39817 | -0.91251 | -1.2011 | -1.3179 | -1.2582 | 381025 | 469428 | PADIHAM | PADIHAM
Hensingham | Primary | Best View | 13.3168 | 13.4119 | 13.2725 | 13.0456 | 12.9005 | 12.6013 | 12.3031 | 12.0373 | 11.7588 | 11.3439 | 10.0054 | 9.3877 | 9.3419 | 9.7083 | 298465 | 517239 | EGREMONT | HARKER
Heyrod | Primary | Best View | 9.4737 | 9.4863 | 9.3214 | 9.0353 | 8.8845 | 8.5572 | 8.2654 | 8.0044 | 7.6978 | 7.2391 | 5.7865 | 4.9025 | 4.5565 | 4.5768 | 397310 | 399981 | HARTSHEAD-HEYROD | STALYBRIDGE
Heyside | Primary | Best View | 12.0683 | 12.0366 | 11.9393 | 11.6504 | 11.4333 | 11.1696 | 10.9875 | 10.7271 | 10.3943 | 10.0853 | 8.5305 | 7.3765 | 6.7744 | 6.2934 | 393433 | 407129 | ROYTON | WHITEGATE
Heywood | Primary | Best View | 7.3796 | 7.307 | 4.8662 | -0.2316 | -5.6383 | -15.6603 | -18.4128 | 12.3453 | 12.5246 | 11.8481 | 10.8053 | 9.5745 | 8.6363 | 7.9582 | 385429 | 410369 | CASTLETON | ROCHDALE
Higher Mill | Primary | Best View | 7.2224 | 7.2606 | 6.988 | 6.665 | 6.217 | 5.7524 | 5.2443 | 4.7793 | 3.4461 | 2.7172 | 0.49654 | -0.65188 | -0.9633 | -0.98889 | 385731 | 388090 | MOSS NOOK | SOUTH MANCHESTER
Higher Walton | Primary | Best View | 7.3846 | 5.9263 | 5.5226 | 4.9835 | 4.6199 | 4.0052 | 3.4301 | 2.7922 | 2.1815 | 1.3572 | -3.4923 | -5.4803 | -6.2722 | -7.7102 | 358020 | 427270 | LEYLAND | PENWORTHAM
Hill Top T11 & T12 | Primary | Best View | 5.9399 | 5.202 | 4.6453 | 4.0591 | 3.3866 | 2.6201 | 1.8733 | 1.0862 | 0.29011 | -0.63773 | -4.3111 | -6.5145 | -7.2112 | -7.5039 | 373466 | 403748 | KEARSLEY LOCAL | KEARSLEY
Hill Top T13 | Primary | Best View | 6.2868 | 5.7772 | 5.5272 | 5.3165 | 5.125 | 4.8681 | 4.6214 | 4.3865 | 4.1331 | 3.8296 | 2.5917 | 1.7848 | 1.445 | 1.2526 | 373476 | 403758 | KEARSLEY LOCAL | KEARSLEY
Hindley Green | Primary | Best View | 12.13 | 11.4354 | 10.9772 | 10.1041 | 9.5439 | 8.4163 | 7.6324 | 6.6586 | 4.0355 | 2.4443 | -1.7921 | -3.6536 | -3.8987 | -3.2298 | 363389 | 403254 | ATHERTON | KEARSLEY
Hollinwood | Primary | Best View | 14.0135 | 14.0196 | 13.8646 | 13.6267 | 13.4347 | 13.2015 | 12.9959 | 12.7507 | 12.4888 | 12.1913 | 11.0548 | 10.4806 | 10.3604 | 10.371 | 390287 | 402592 | CHADDERTON | WHITEGATE
Holme Rd | Primary | Best View | 8.6074 | 8.5886 | 8.2665 | 7.6882 | 7.3115 | 6.7012 | 6.0864 | 5.5162 | 4.9094 | 4.057 | 1.1216 | -0.32014 | -0.71698 | -0.27403 | 352311 | 429141 | RIBBLE | PENWORTHAM
Holt St | Primary | Best View | 4.7679 | 4.6221 | 4.1892 | 3.6158 | 3.113 | 2.4281 | 1.8624 | 1.2426 | 0.61892 | -0.25609 | -3.086 | -4.5623 | -5.0431 | -5.0711 | 378620 | 416362 | BURY | KEARSLEY
Hurst | Primary | Best View | 6.7154 | 6.7021 | 6.4126 | 6.0243 | 5.7941 | 5.344 | 4.9252 | 4.5112 | 4.0698 | 3.4885 | 1.6451 | 0.84327 | 0.82566 | 1.1582 | 394658 | 400360 | HARTSHEAD-HEYROD | STALYBRIDGE
Hutton End & Skelton C | Primary | Best View | 10.1219 | 9.892 | 9.7293 | 9.5734 | 9.4765 | 9.2722 | 9.0935 | 8.9118 | 8.7489 | 8.4608 | 7.3949 | 6.5269 | 6.0449 | 6.2641 | 345810 | 538827 | PENRITH & SHAP | HUTTON
Hyde | Primary | Best View | 6.7449 | 6.4711 | 6.3301 | 5.9878 | 5.651 | 5.1904 | 4.7149 | 4.3236 | 3.7191 | 3.1183 | 0.88297 | -0.27126 | -0.50717 | -0.3108 | 395215 | 395126 | HYDE | STALYBRIDGE
Hyndburn Rd | Primary | Best View | 4.5101 | 4.5004 | 4.3984 | 4.2362 | 4.1349 | 4.0273 | 3.9128 | 3.7842 | 3.6563 | 3.5012 | 2.9539 | 2.4783 | 2.2514 | 2.0824 | 375688 | 428877 | HUNCOAT | PADIHAM
India St | Primary | Best View | 13.8586 | 13.855 | 13.6433 | 13.3399 | 13.1328 | 12.8786 | 12.5412 | 12.2281 | 11.9081 | 11.4574 | 7.5627 | 6.4329 | 6.2585 | 6.4768 | 369485 | 421865 | LOWER DARWEN | ROCHDALE
Ingleton | Primary | Best View | 1.6748 | 1.6595 | 1.565 | 1.448 | 1.373 | 1.2638 | 1.144 | 1.0179 | 0.88933 | 0.70515 | 0.054394 | -0.25417 | -0.32968 | -0.20267 | 368913 | 472337 | KENDAL (PARKSIDE RD) | HUTTON
Irlam | Primary | Best View | 6.6221 | 5.8607 | 5.0953 | 4.4292 | 4.6434 | 4.1195 | 3.523 | 2.9397 | 2.3242 | 1.7094 | -1.0988 | -3.6005 | -5.1609 | -6.5227 | 371680 | 393360 | CARRINGTON BSP | CARRINGTON
James St | Primary | Best View | 5.7945 | 5.508 | 5.4035 | 5.0037 | 4.9356 | 4.3337 | 4.0183 | 4.0565 | 3.5122 | 3.1632 | 1.7777 | 0.66534 | -0.0083975 | -0.32279 | 340034 | 555418 | CARLISLE | HARKER
Kay St | Primary | Best View | 13.8249 | 13.8666 | 13.6696 | 13.4047 | 13.0808 | 12.7429 | 12.3772 | 11.9662 | 11.5469 | 11.0341 | 9.3057 | 8.5975 | 8.6059 | 8.9057 | 373863 | 427594 | HUNCOAT | PADIHAM
Kendal | Primary | Best View | 4.1682 | 3.6311 | 3.2909 | 2.7915 | 2.4732 | 1.9248 | 1.3546 | 0.9052 | 0.3896 | -0.41327 | -3.3044 | -4.8061 | -5.3311 | -5.0235 | 351915 | 491858 | KENDAL (PARKSIDE RD) | HUTTON
Keswick | Primary | Best View | 4.1255 | 3.9942 | 3.8451 | 3.6094 | 3.4288 | 3.1489 | 2.8718 | 2.6361 | 2.3423 | 1.9493 | 0.57944 | -0.11593 | -0.22306 | 0.054149 | 327022 | 523784 | STAINBURN & SIDDICK | HARKER
Kingsway | Primary | Best View | 23.8194 | 23.8452 | 23.7689 | 23.6528 | 23.5805 | 23.5184 | 23.4539 | 23.4003 | 23.3354 | 23.2586 | 22.7934 | 22.1241 | 21.5837 | 20.9953 | 391636 | 411724 | BELFIELD | ROCHDALE
Kinkry Hill | Primary | Best View | 0.82075 | 0.81798 | 0.78918 | 0.75447 | 0.73803 | 0.68676 | 0.6356 | 0.58781 | 0.5229 | 0.43708 | 0.13152 | 0.0078519 | -0.018003 | 0.070776 | 350800 | 575111 | - | HARKER
Kirkby Lonsdale | Primary | Best View | 2.5095 | 2.5111 | 2.3029 | 2.1047 | 1.9245 | 1.9189 | 1.7146 | 1.5611 | 1.4275 | 1.1553 | 0.14852 | -0.32664 | -0.46533 | -0.25476 | 359833 | 478813 | KENDAL (PARKSIDE RD) | HUTTON
Kirkby Moor | Primary | Best View | 2.4008 | 2.3808 | 2.3101 | 2.2203 | 2.1605 | 2.0703 | 1.9888 | 1.9145 | 1.8275 | 1.6955 | 1.2071 | 0.93324 | 0.80084 | 0.84206 | 326099 | 483011 | ULVERSTON | HARKER
Kirkby Stephen | Primary | Best View | 8.9628 | 8.8579 | 8.6718 | 8.4606 | 8.2971 | 8.1156 | 7.9077 | 7.6914 | 7.4389 | 7.042 | 5.5144 | 4.5936 | 4.1224 | 4.2238 | 376579 | 509136 | PENRITH & SHAP | HUTTON
Kirkby Thore | Primary | Best View | 6.5752 | 6.4812 | 6.3383 | 6.1168 | 5.9871 | 5.7759 | 5.5558 | 5.4899 | 5.3287 | 4.9995 | 3.7279 | 3.024 | 2.6478 | 2.7258 | 364439 | 526672 | PENRITH & SHAP | HUTTON
Kirkhall Lane | Primary | Best View | 6.2284 | 5.9795 | 5.866 | 5.6293 | 5.2493 | 5.0494 | 4.7832 | 4.4993 | 4.2029 | 3.8147 | 2.5143 | 2.0929 | 2.0577 | 2.3321 | 365510 | 401069 | ATHERTON | KEARSLEY
Kitt Green | Primary | Best View | 4.9612 | 4.8306 | 4.6848 | 4.4551 | 4.2532 | 4.0616 | 3.8887 | 3.6965 | 3.5102 | 3.2715 | -5.6371 | -6.9686 | -7.4795 | -7.3552 | 354934 | 405497 | ORRELL | KIRKBY
Knott Mill | Primary | Best View | 5.9675 | 5.021 | 4.4941 | 3.7862 | 3.0807 | 2.5264 | 2.217 | 8.5765 | 8.3151 | 7.9267 | 6.491 | 5.6462 | 5.2838 | 5.3352 | 383136 | 397725 | BLOOM ST | SOUTH MANCHESTER
Lamberhead | Primary | Best View | 11.8416 | 11.4314 | 11.0478 | 10.6022 | 10.1373 | 9.6643 | 9.1907 | 8.6919 | 8.1868 | 7.5879 | 5.5406 | 4.6057 | 4.4847 | 4.7487 | 355516 | 404030 | ORRELL | KIRKBY
Lancaster | Primary | Best View | 3.2741 | 2.4204 | 2.1284 | 1.661 | -0.51821 | -0.75695 | -1.1616 | -1.8637 | -2.0817 | -2.6476 | -5.0509 | -7.4999 | -8.8716 | -6.7059 | 348644 | 463628 | LANCASTER | HEYSHAM
Langley | Primary | Best View | 9.0998 | 9.0368 | 8.7785 | 8.4509 | 8.05 | 7.6154 | 7.2041 | 6.7259 | 6.2163 | 5.6236 | 3.3614 | 2.1016 | 1.658 | 1.6707 | 386421 | 406330 | CHADDERTON | WHITEGATE
Langroyd Rd | Primary | Best View | 10.5275 | 10.3845 | 10.1692 | 9.8745 | 9.5403 | 9.1893 | 8.8177 | 8.3967 | 7.956 | 7.3955 | 5.4325 | 4.5682 | 4.5127 | 4.9283 | 389077 | 440584 | NELSON | PADIHAM
Leigh | Primary | Best View | 4.2577 | 3.8972 | 3.7962 | 3.6245 | 3.546 | 3.4629 | 3.3486 | 3.2175 | 3.1024 | 2.9879 | 2.4966 | 2.2586 | 2.1813 | 2.2477 | 365863 | 399907 | ATHERTON | KEARSLEY
Levenshulme | Primary | Best View | 3.551 | 3.3691 | 2.9863 | 2.7069 | 2.4953 | 1.8909 | 1.2738 | 0.78323 | 0.23831 | -0.47481 | -3.0505 | -4.4801 | -4.9667 | -5.0299 | 387494 | 394155 | LONGSIGHT | BREDBURY
Leyland National | Primary | Best View | 18.192 | 18.0943 | 18.0093 | 17.8669 | 17.6775 | 17.5319 | 17.3623 | 17.1318 | 16.9297 | 16.727 | 15.7354 | 14.6167 | 13.7386 | 13.2194 | 301973 | 525948 | STAINBURN & SIDDICK | HARKER
Little Hulton | Primary | Best View | 3.7719 | 2.6968 | 2.4854 | 1.7239 | 0.91265 | -0.43173 | -1.7355 | 3.3013 | 2.2721 | 1.3427 | -1.2074 | -2.9865 | -3.7182 | -4.206 | 372024 | 403826 | KEARSLEY LOCAL | KEARSLEY
Little Salkeld | Primary | Best View | 7.3899 | 7.1887 | 7.086 | 6.8473 | 6.6875 | 6.4474 | 6.226 | 6.0917 | 5.7982 | 5.3822 | 3.7538 | 2.8164 | 2.301 | 2.5304 | 356221 | 537513 | PENRITH & SHAP | HUTTON
Littleborough | Primary | Best View | 4.2966 | 4.2356 | 4.0296 | 3.7599 | 3.391 | 2.9339 | 2.449 | 2.0201 | 1.6156 | 1.0146 | -0.93723 | -1.8784 | -2.0393 | -1.8679 | 393221 | 416124 | BELFIELD | ROCHDALE
Longford Bridge | Primary | Best View | 11.8663 | 10.6069 | 10.2659 | 10.0602 | 9.757 | 9.442 | 9.0634 | 8.7841 | 8.4514 | 7.997 | 6.3057 | 5.3465 | 4.9681 | 5.0022 | 380056 | 395083 | STRETFORD | SOUTH MANCHESTER
Longridge | Primary | Best View | 11.1552 | 9.9586 | 9.7901 | 9.3508 | 9.1426 | 8.7544 | 8.3574 | 7.9802 | 7.6159 | 6.9573 | 4.5255 | 3.0073 | 2.1453 | 2.1934 | 360581 | 437001 | PRESTON EAST | PENWORTHAM
Longsight | Primary | Best View | 5.4517 | 5.2115 | 4.8014 | 4.4931 | 4.2013 | 3.8528 | 3.2793 | 2.9988 | 2.6607 | 2.0193 | -0.17871 | -1.6079 | -2.3532 | -2.3539 | 385535 | 396037 | LONGSIGHT | BREDBURY
Lostock | Primary | Best View | 10.192 | 8.0684 | 7.8427 | 7.1772 | 6.951 | 6.5355 | 6.1685 | 5.6717 | 5.1137 | 4.4456 | 2.1311 | 1.3258 | 1.3437 | 1.3579 | 365293 | 409079 | WESTHOUGHTON | KEARSLEY
Lower Darwen | Primary | Best View | 10.3607 | 10.1705 | 10.168 | 9.8691 | 9.887 | 9.6903 | 9.6848 | 9.7061 | 9.5724 | 9.4177 | 9.1373 | 8.8637 | 8.6749 | 8.6964 | 369695 | 424981 | LOWER DARWEN | ROCHDALE
Lyons Rd | Primary | Best View | 14.8167 | 13.8391 | 13.6131 | 13.5364 | 13.5315 | 13.3818 | 13.3548 | 13.1681 | 13.0779 | 12.955 | 8.9033 | -7.2627 | -8.6035 | -7.7712 | 378253 | 397241 | BARTON | CARRINGTON
Marple | Primary | Best View | 1.4182 | 1.3464 | 1.2927 | 1.113 | 1.0839 | 0.91844 | 0.74045 | 0.69528 | 0.55548 | 0.38581 | -0.19964 | -0.48507 | -0.58723 | -0.48705 | 395671 | 388643 | HAZEL GROVE | BREDBURY
Marton | Primary | Best View | 10.93 | 10.9365 | 10.7741 | 10.506 | 10.2462 | 9.975 | 9.6979 | 9.3558 | 9.0206 | 8.6377 | 7.3625 | 6.7058 | 6.5844 | 6.7849 | 333341 | 433485 | BLACKPOOL | PENWORTHAM
Maryport | Primary | Best View | 13.4701 | 13.3388 | 13.0485 | 12.6364 | 12.3284 | 11.8935 | 11.4496 | 11.0115 | 10.5507 | 9.9915 | 7.8636 | 7.0338 | 7.1337 | 7.7132 | 303716 | 535313 | STAINBURN & SIDDICK | HARKER
Medipark | Primary | Best View | 27.6785 | 26.1231 | 25.9787 | 25.9783 | 25.978 | 25.9775 | 25.9769 | 20.9763 | 20.9757 | 20.9754 | 20.9746 | 20.9742 | 20.9738 | 20.9734 | 380477 | 387810 | ALTRINCHAM | CARRINGTON
Melling | Primary | Best View | 1.0731 | 1.0686 | 0.97876 | 0.86255 | 0.78956 | 0.67463 | 0.55777 | 0.44525 | 0.32089 | 0.13053 | -0.4963 | -0.78532 | -0.88318 | -0.7444 | 360144 | 471643 | KENDAL (PARKSIDE RD) | HUTTON
Mereside | Primary | Best View | 4.2503 | 3.9096 | 3.7913 | 3.4912 | 3.4263 | 3.2185 | 3.0667 | 2.8888 | 2.7404 | 2.4783 | 1.6167 | 1.1374 | 1.0427 | 1.1433 | 334431 | 434843 | PEEL | PENWORTHAM
Middleton Junction | Primary | Best View | 8.0256 | 8.0044 | 7.7714 | 7.3761 | 7.0543 | 6.6593 | 6.322 | 5.9107 | 5.4607 | 4.9414 | 3.0203 | 1.9187 | 1.5224 | 1.4813 | 388606 | 405292 | CHADDERTON | WHITEGATE
Midway | Primary | Best View | 9.6239 | 9.5259 | 9.4877 | 9.2888 | 9.1408 | 8.8874 | 8.6445 | 8.5292 | 8.252 | 7.9549 | 6.7394 | 6.2103 | 6.1686 | 6.4936 | 304525 | 501993 | EGREMONT | HARKER
Milnrow | Primary | Best View | 11.9912 | 12.0033 | 11.7901 | 11.63 | 11.4066 | 11.0762 | 10.7175 | 10.4079 | 10.1382 | 9.706 | 8.2096 | 7.2592 | 6.8348 | 6.6802 | 392351 | 413056 | CASTLETON | ROCHDALE
Mintsfeet | Primary | Best View | 4.4119 | 3.7157 | 3.6265 | 3.2005 | 3.0679 | 2.6758 | 2.1589 | 1.7196 | 0.92893 | 0.2713 | -2.5371 | -7.8405 | -11.2544 | -10.7409 | 351827 | 494315 | KENDAL (PARKSIDE RD) | HUTTON
Monsall | Primary | Best View | 7.8205 | 7.1059 | 6.9824 | 6.8653 | 6.8034 | 6.6685 | 6.5477 | 2.4393 | 2.3119 | 2.1075 | 1.2984 | 0.64855 | 0.2957 | 0.12963 | 386332 | 401003 | STUART ST | STALYBRIDGE
Monton | Primary | Best View | 7.2813 | 6.6212 | 6.6291 | 6.2925 | 5.9241 | 5.5695 | 5.1129 | 4.6696 | 4.155 | 3.5922 | 1.4646 | 0.1503 | -0.25789 | -0.54572 | 376321 | 399494 | BARTON | CARRINGTON
Moorside | Primary | Best View | 7.993 | 5.6706 | 5.4161 | 4.8995 | 4.7679 | 4.3376 | 3.9866 | 3.6377 | 3.214 | 2.6366 | 0.80367 | -0.040514 | -0.23563 | 0.060997 | 349331 | 435746 | RIBBLE | PENWORTHAM
Morton Park & Pirelli | Primary | Best View | 9.9853 | 7.9395 | 7.7768 | 4.1764 | 1.0243 | -2.5709 | -6.1485 | 2.2863 | -0.85837 | -3.552 | -9.2437 | -11.6655 | -12.2241 | -11.8369 | 337826 | 553939 | CARLISLE | HARKER
Mosley Rd | Primary | Best View | 8.6371 | 6.8696 | 6.5738 | 6.3449 | 6.2002 | 6.0354 | 5.9234 | 5.7587 | 5.5879 | 5.448 | 4.1925 | 1.8916 | -0.90024 | -2.3648 | 379058 | 396289 | STRETFORD | SOUTH MANCHESTER
Moss Lane | Primary | Best View | 3.0863 | 2.1222 | 1.7622 | 1.1222 | 0.43781 | -0.35283 | -1.0954 | 1.1106 | 0.24743 | -0.5817 | -3.7829 | -5.2626 | -5.4348 | -5.3153 | 380858 | 405856 | KEARSLEY LOCAL | KEARSLEY
Moss Nook Primary | Primary | Best View | 19.832 | 19.11 | 18.7268 | 18.4699 | 18.0941 | 17.7138 | 17.2314 | 16.9467 | 16.5561 | 16.0739 | 14.4032 | 13.7836 | 13.751 | 14.0197 | 384084 | 385010 | MOSS NOOK | SOUTH MANCHESTER
Moss Side (Leyland) & Seven Stars | Primary | Best View | 3.4244 | 1.6084 | 1.3345 | 0.733 | 0.36325 | -0.21855 | -0.69416 | -1.1934 | -1.7856 | -2.4667 | -4.965 | -6.5601 | -6.9618 | -7.2827 | 352170 | 422970 | LEYLAND | PENWORTHAM
Moss Side (Longsight) | Primary | Best View | 4.2665 | 3.3895 | 1.2774 | -1.1737 | -3.3064 | -5.557 | -7.8428 | -1.036 | -2.3742 | -5.3785 | -8.2399 | -9.3809 | -10.2421 | -10.1234 | 384007 | 395893 | LONGSIGHT | BREDBURY
Mossley | Primary | Best View | 10.2903 | 10.1725 | 9.9902 | 9.636 | 9.1845 | 8.6702 | 8.1651 | 7.7023 | 7.0921 | 6.453 | 4.0516 | 2.9321 | 2.8038 | 3.2019 | 397437 | 401979 | HARTSHEAD-HEYROD | STALYBRIDGE
Mount St | Primary | Best View | 11.9919 | 11.421 | 10.8328 | 10.4166 | 10.1938 | 9.6426 | 9.0431 | 8.5541 | 7.9195 | 7.2456 | 4.5163 | 2.8247 | 2.2756 | 2.0231 | 376250 | 397574 | BARTON | CARRINGTON
Musgrave Rd | Primary | Best View | 9.77 | 9.5706 | 9.6207 | 9.2378 | 9.1188 | 8.7149 | 8.4439 | 8.2404 | 7.806 | 7.3143 | 5.858 | 4.9478 | 4.5556 | 4.5676 | 370045 | 409863 | BOLTON | KEARSLEY
Nelson | Primary | Best View | 6.9152 | 6.6289 | 6.4252 | 6.1378 | 5.9223 | 5.6713 | 5.4182 | 5.1392 | 4.8523 | 4.4849 | 3.1052 | 2.2025 | 1.8377 | 1.7516 | 386020 | 438507 | NELSON | PADIHAM
New Moston | Primary | Best View | 11.2355 | 11.3302 | 10.9768 | 10.5772 | 10.284 | 9.848 | 9.5249 | 9.0486 | 8.4626 | 7.8046 | 5.16 | 3.6029 | 2.9787 | 3.0642 | 388333 | 402657 | CHADDERTON | WHITEGATE
Newbiggin on Lune | Primary | Best View | 0.51039 | 0.4801 | 0.44992 | 0.38939 | 0.36417 | 0.30643 | 0.24675 | 0.21054 | 0.14105 | 0.052235 | -0.27353 | -0.41973 | -0.46166 | -0.38539 | 369770 | 505803 | PENRITH & SHAP | HUTTON
Newby | Primary | Best View | 1.7536 | 1.5665 | 1.4774 | 1.3136 | 1.2289 | 1.075 | 0.91656 | 0.80749 | 0.66473 | 0.39564 | -0.55785 | -1.1265 | -1.4508 | -1.33 | 360520 | 521151 | PENRITH & SHAP | HUTTON
Newton | Primary | Best View | 11.9349 | 11.9403 | 11.8307 | 11.6869 | 11.5456 | 11.3871 | 11.2212 | 11.0519 | 10.8747 | 10.6511 | 9.8759 | 9.4718 | 9.401 | 9.4979 | 396385 | 396464 | HYDE | STALYBRIDGE
Newton Heath | Primary | Best View | 4.6788 | 4.3016 | 4.1592 | 3.9564 | 3.7865 | 3.5496 | 3.3337 | 3.0757 | 2.7762 | 2.4033 | 1.0119 | 0.21296 | -0.077791 | -0.079862 | 388030 | 400511 | CHADDERTON | WHITEGATE
Newton Le Willows | Primary | Best View | 9.7984 | 9.7045 | 9.4866 | 9.0292 | 8.6508 | 8.1246 | 7.5967 | 7.1599 | 6.5321 | 5.8116 | 3.3471 | 1.8902 | 1.3739 | 1.244 | 357891 | 395944 | GOLBORNE | BOLD
Newtongate T11 & T12 | Primary | Best View | 6.408 | 5.6449 | 5.7079 | 5.3642 | 5.2378 | 4.8714 | 4.6097 | 4.3424 | 3.9221 | 3.317 | -3.8105 | -9.4388 | -11.4301 | -12.385 | 349973 | 530340 | PENRITH & SHAP | HUTTON
Newtongate T13 | Primary | Best View | 5.8076 | 5.3478 | 5.2302 | 5.119 | 5.0625 | 4.8377 | 4.7096 | 4.6505 | 4.5579 | 4.3585 | 3.6512 | 2.8683 | 2.3576 | 1.9658 | 349973 | 530340 | PENRITH & SHAP | HUTTON
Norbreck | Primary | Best View | 18.3802 | 18.3811 | 18.2689 | 18.0918 | 17.9474 | 17.7637 | 17.5988 | 17.4267 | 17.234 | 17.0076 | 16.2816 | 16.0473 | 16.0925 | 16.2899 | 331831 | 441463 | BISPHAM | PENWORTHAM
Norbury | Primary | Best View | 12.2166 | 11.5502 | 11.2064 | 10.6606 | 10.3438 | 9.8243 | 9.2501 | 8.8871 | 8.3731 | 7.6129 | 5.629 | 3.7591 | 3.6935 | 4.1332 | 392447 | 385492 | HAZEL GROVE | BREDBURY
Northenden | Primary | Best View | 8.961 | 8.6706 | 8.4262 | 8.1189 | 7.772 | 7.4052 | 7.0086 | 6.6042 | 6.2015 | 5.6823 | 3.3141 | 1.6405 | 0.81676 | 0.37173 | 382555 | 390327 | WEST DIDSBURY | SOUTH MANCHESTER
NWGB Partington | Primary | Best View | 11.6601 | 10.2019 | 10.0256 | 9.9168 | 9.7879 | 9.6854 | 9.555 | 9.4448 | 8.1428 | 8.0013 | 4.3171 | 1.5393 | 1.5627 | 1.3899 | 372569 | 392079 | CARRINGTON BSP | CARRINGTON
Offerton | Primary | Best View | 9.8648 | 9.3644 | 9.2562 | 8.933 | 8.7833 | 8.4893 | 8.1651 | 7.9158 | 7.6096 | 7.2278 | 5.9514 | 5.3938 | 5.2061 | 5.4041 | 391010 | 389489 | VERNON PARK | BREDBURY
Openshaw | Primary | Best View | 2.9026 | 2.4023 | 2.2299 | 1.9229 | 1.6472 | 1.2579 | 0.86776 | 0.4869 | -0.022262 | -0.66564 | -3.1079 | -4.6147 | -5.2158 | -5.3559 | 388606 | 397346 | DROYLSDEN | STALYBRIDGE
Ormskirk | Primary | Best View | 9.2924 | 9.2355 | 8.9771 | 8.653 | 8.2991 | 7.9505 | 7.5947 | 7.2155 | 6.8269 | 6.2965 | 4.4372 | 3.4958 | 3.2425 | 3.5628 | 341294 | 408158 | SKELMERSDALE | WASHWAY FARM
Padiham | Primary | Best View | 18.831 | 16.6166 | 16.3897 | 16.0144 | 15.7888 | 15.5198 | 15.2517 | 14.9499 | 14.5774 | 14.103 | 12.3096 | 11.2467 | 10.7541 | 10.2414 | 378428 | 433238 | PADIHAM | PADIHAM
Peel St | Primary | Best View | 1.474 | 1.4156 | 1.1639 | 0.86917 | 0.54943 | 0.22523 | -0.10337 | -0.45242 | -3.6917 | -4.2059 | -7.9067 | -16.737 | -17.0331 | -17.1553 | 374463 | 441514 | PADIHAM | PADIHAM
Pendleton | Primary | Best View | 9.3859 | 8.4594 | 8.3844 | 8.0115 | 7.8416 | 7.6045 | 7.4193 | 7.1744 | 5.2327 | 4.6384 | 3.3388 | 2.2906 | 1.4856 | 0.9622 | 381161 | 398842 | FREDERICK RD | KEARSLEY
Petteril Bank | Primary | Best View | 9.2551 | 9.0276 | 8.7504 | 8.2985 | 7.884 | 7.4454 | 6.9288 | 6.4162 | 5.8951 | 5.2965 | 3.0248 | 1.9339 | 1.82 | 2.2054 | 341768 | 553686 | CARLISLE | HARKER
Phillips Lane | Primary | Best View | 3.2997 | 3.1231 | 3.0532 | 2.971 | 2.8594 | 2.7623 | 2.6478 | 2.5343 | 2.4101 | 2.2601 | 1.5287 | 1.2161 | 1.2387 | 1.3419 | 387571 | 439522 | NELSON | PADIHAM
Piccadilly | Primary | Best View | 12.6581 | 11.249 | 11.1114 | 10.936 | 10.8293 | 10.6838 | 10.593 | 10.5328 | 10.388 | 10.3282 | 10.0776 | 10.0142 | 10.0695 | 10.1954 | 384427 | 398261 | BLOOM ST | SOUTH MANCHESTER
Pimbo | Primary | Best View | 9.7907 | 9.8384 | 9.6902 | 9.4089 | 9.1459 | 8.6929 | 8.489 | 8.2701 | 8.0489 | 7.7775 | 6.6446 | 5.6732 | 5.2609 | 4.8738 | 349148 | 404549 | SKELMERSDALE | WASHWAY FARM
Portwood | Primary | Best View | 10.126 | 6.094 | 3.8139 | 1.61 | -0.84179 | -3.0275 | -5.3318 | 4.5023 | 3.3453 | 3.0133 | 2.3257 | 1.7347 | 1.7791 | 1.8556 | 389826 | 390619 | VERNON PARK | BREDBURY
Poulton | Primary | Best View | 9.8873 | 8.8088 | 8.7046 | 8.3606 | 7.9377 | 7.4517 | 7.0286 | 6.5793 | 6.0719 | 5.4758 | 3.4344 | 2.3337 | 2.0722 | 2.1664 | 335679 | 439130 | BISPHAM | PENWORTHAM
Poynton | Primary | Best View | 8.412 | 8.1414 | 7.9816 | 7.7057 | 7.4669 | 7.1781 | 6.7892 | 6.6032 | 6.3552 | 5.9413 | 4.5323 | 3.65 | 3.2371 | 3.1235 | 392096 | 383493 | HAZEL GROVE | BREDBURY
Preesall | Primary | Best View | 12.9353 | 12.486 | 12.2428 | 11.7446 | 11.4648 | 10.9929 | 10.5704 | 10.1233 | 9.6325 | 8.9451 | 6.4784 | 5.2252 | 4.9634 | 5.4057 | 336965 | 446547 | THORNTON | STANAH
Preston East | Primary | Best View | 16.5639 | 13.9618 | 13.6277 | 12.9532 | 12.9453 | 12.7911 | 12.3988 | 12.039 | 11.7309 | 11.4539 | 9.8552 | 8.4961 | 7.38 | 6.7524 | 356777 | 432926 | PRESTON EAST | PENWORTHAM
Preston Old Rd | Primary | Best View | 12.1156 | 12.0373 | 11.9251 | 11.675 | 11.4601 | 11.1693 | 10.908 | 10.6016 | 10.3012 | 9.8886 | 8.6428 | 8.1621 | 8.2644 | 8.6454 | 332562 | 434929 | BLACKPOOL | PENWORTHAM
Prestwich | Primary | Best View | 7.9279 | 7.0429 | 6.72 | 6.0829 | 5.839 | 5.1397 | 4.6654 | 4.1464 | 3.6167 | 2.8831 | 0.76976 | -0.083551 | -0.23379 | 0.14272 | 381392 | 404001 | AGECROFT | KEARSLEY
Pringle St | Primary | Best View | 9.6506 | 9.5596 | 9.4055 | 9.2553 | 8.9329 | 8.7028 | 8.4833 | 8.2815 | 7.997 | 7.6873 | 6.6774 | 5.9437 | 5.5559 | 5.475 | 369088 | 427387 | BLACKBURN | PENWORTHAM
Queens Park | Primary | Best View | 9.8661 | 8.2111 | 5.1677 | -0.75971 | -6.4163 | -12.3847 | -18.1071 | 6.7113 | 6.2308 | 5.9367 | 4.4221 | 2.9897 | 2.1353 | 1.5487 | 385893 | 400645 | STUART ST | STALYBRIDGE
Radcliffe | Primary | Best View | 14.4962 | 13.7847 | 12.9539 | 11.8153 | 10.8925 | 9.9354 | 8.8132 | 7.5696 | 6.3705 | 5.1477 | 0.11945 | -1.9133 | -2.2739 | -1.6258 | 377524 | 406160 | - | KEARSLEY
Randal St | Primary | Best View | 6.497 | 6.0346 | 5.9189 | 5.386 | 5.3002 | 4.8609 | 4.6036 | 4.371 | 3.9816 | 3.5213 | 2.3865 | 1.9409 | 1.8986 | 2.3312 | 368092 | 428515 | BLACKBURN | PENWORTHAM
Rawtenstall Rd | Primary | Best View | 10.8123 | 10.6951 | 10.5331 | 10.3075 | 10.0845 | 9.8478 | 9.6008 | 9.335 | 9.0558 | 8.6987 | 7.2962 | 6.413 | 6.0538 | 6.0041 | 379395 | 422143 | ROSSENDALE | PADIHAM
Reddish Vale | Primary | Best View | 8.0437 | 7.7411 | 7.5964 | 7.2459 | 6.9509 | 6.5264 | 5.9738 | 5.6131 | 5.2302 | 4.6427 | 2.7063 | 1.899 | 1.7883 | 2.1736 | 390147 | 393309 | VERNON PARK | BREDBURY
Ribblesdale T13 & T14 | Primary | Best View | 3.3124 | 1.8513 | 1.5369 | 1.1929 | 0.85887 | 0.53086 | 0.2004 | -0.14334 | -0.50704 | -0.9847 | -3.0448 | -4.4054 | -4.9197 | -4.8993 | 374759 | 443587 | PADIHAM | PADIHAM
Ribbleton | Primary | Best View | 14.0651 | 13.9818 | 13.9629 | 13.7257 | 13.5441 | 13.2603 | 12.965 | 12.6758 | 12.3962 | 11.9864 | 10.5 | 9.5163 | 9.0144 | 8.7094 | 356730 | 431506 | PRESTON EAST | PENWORTHAM
Ringley | Primary | Best View | 17.1071 | 16.2528 | 16.1368 | 15.9567 | 15.9268 | 15.7245 | 15.5404 | 15.3724 | 15.1646 | 14.9275 | 14.0443 | 13.5589 | 13.4226 | 13.426 | 376120 | 405531 | KEARSLEY LOCAL | KEARSLEY
Risley | Primary | Best View | 6.1643 | 5.6096 | 5.2403 | 4.8518 | 4.5447 | 4.2494 | 4.036 | 3.6988 | 3.3959 | 3.0704 | 1.9842 | 1.0039 | 0.26047 | -0.32625 | 365181 | 392989 | - | BOLD
Robert Hall St | Primary | Best View | 7.4342 | 5.8611 | 5.6244 | 5.1957 | 5.1258 | 4.7399 | 4.5125 | 4.2498 | 3.9838 | 3.5044 | 1.9337 | 0.78424 | -0.0089607 | -0.17799 | 381359 | 397718 | FREDERICK RD | KEARSLEY
Rochdale Central | Primary | Best View | 19.1346 | 18.6998 | 18.4712 | 18.1168 | 17.7774 | 17.0452 | 16.3914 | 15.8691 | 15.491 | 14.5833 | 12.3069 | 10.8234 | 10.1836 | 9.7893 | 389111 | 413393 | ROCHDALE CENTRAL | ROCHDALE
Roman Rd | Primary | Best View | 8.3003 | 8.0387 | 7.8638 | 7.6441 | 7.5872 | 7.3187 | 7.2406 | 7.2941 | 7.1325 | 6.9599 | 6.5443 | 6.1597 | 6.0146 | 6.047 | 369058 | 426505 | LOWER DARWEN | ROCHDALE
Romiley | Primary | Best View | 1.8846 | 2.0728 | 1.6609 | 1.3184 | 0.92002 | 0.50425 | -0.21767 | -0.56997 | -0.89666 | -1.6237 | -7.17 | -8.1687 | -9.6687 | -9.2002 | 393626 | 390716 | VERNON PARK | BREDBURY
Rossall | Primary | Best View | -0.39098 | -0.38764 | -0.44511 | -0.58677 | -0.63797 | -0.71285 | -0.78923 | -0.87402 | -0.95524 | -1.0323 | -1.3228 | -1.43 | -1.3815 | -1.2815 | 331916 | 445505 | THORNTON | STANAH
Royton | Primary | Best View | 11.6944 | 11.2231 | 10.9976 | 10.6533 | 10.3528 | 9.978 | 9.6511 | 9.2584 | 8.8379 | 8.3575 | 6.6478 | 5.7652 | 5.5203 | 5.5735 | 392426 | 407533 | ROYTON | WHITEGATE
S.E. Macclesfield | Primary | Best View | 11.5648 | 10.9484 | 10.509 | 10.1074 | 9.5192 | 9.011 | 8.4698 | 7.8159 | 7.3627 | 6.5631 | 3.7741 | 2.2791 | 2.0393 | 2.1866 | 392001 | 372504 | MACCLESFIELD | MACCLESFIELD
S.W. Macclesfield | Primary | Best View | 5.7529 | 5.2175 | 4.7677 | 4.1312 | 3.4771 | 2.7751 | 2.0627 | 1.2678 | 0.45862 | -0.49214 | -4.1699 | -6.2655 | -6.5619 | -6.4273 | 390968 | 373004 | MACCLESFIELD | MACCLESFIELD
Sale | Primary | Best View | 11.5998 | 11.3765 | 10.9951 | 10.5135 | 10.4493 | 10.0088 | 9.4834 | 9.1714 | 8.6517 | 8.2193 | 6.6361 | 5.8123 | 5.786 | 5.9909 | 378952 | 392177 | SALE | CARRINGTON
Sale Moor | Primary | Best View | 2.2479 | 2.1002 | 1.8459 | 1.5821 | 1.4455 | 1.1563 | 0.84196 | 0.57977 | 0.25957 | -0.089058 | -1.2504 | -1.7939 | -1.7725 | -1.6176 | 379671 | 391133 | SALE | CARRINGTON
Salford Quays | Primary | Best View | 11.2551 | 10.518 | 10.4103 | 10.1897 | 10.0472 | 9.8809 | 9.7256 | 9.6022 | 9.4455 | 9.2956 | 8.657 | 8.2327 | 7.9436 | 7.8757 | 380334 | 397555 | FREDERICK RD | KEARSLEY
Sandgate | Primary | Best View | 11.1041 | 10.7094 | 10.6417 | 10.3572 | 10.1642 | 9.8377 | 9.4801 | 9.3316 | 8.8803 | 8.5054 | 7.0707 | 6.3555 | 6.258 | 6.5224 | 321492 | 468870 | BARROW & SANDGATE | HARKER
Scarisbrick | Primary | Best View | 2.5488 | 2.5369 | 2.4707 | 2.3795 | 2.2841 | 2.1944 | 2.0597 | 1.8983 | 1.7344 | 1.5006 | 0.63824 | 0.2548 | 0.1931 | 0.3457 | 338069 | 412086 | SKELMERSDALE | WASHWAY FARM
Sebergham | Primary | Best View | -0.2351 | -0.17784 | -0.28775 | -0.37304 | -0.43185 | -0.55867 | -0.66149 | -0.71552 | -0.78644 | -0.91654 | -1.236 | -1.4801 | -1.5268 | -1.4809 | 335344 | 542653 | CARLISLE | HARKER
Sedbergh | Primary | Best View | 3.4311 | 3.3045 | 3.1198 | 2.8724 | 2.7501 | 2.5279 | 2.2984 | 2.0746 | 1.8335 | 1.476 | 0.27457 | -0.28567 | -0.42308 | -0.17664 | 365151 | 491747 | KENDAL (PARKSIDE RD) | HUTTON
Selsmire | Primary | Best View | 1.8511 | 0.87721 | 0.8425 | 0.74152 | 0.75943 | 0.65985 | 0.59088 | 0.60054 | 0.51137 | 0.39743 | -0.049429 | -0.2828 | -0.40426 | -0.3531 | 361018 | 507505 | PENRITH & SHAP | HUTTON
Settle | Primary | Best View | 0.27798 | 0.23657 | 0.15799 | 0.048014 | -0.031116 | -0.11988 | -0.21303 | -0.31188 | -0.41827 | -0.59439 | -1.3232 | -1.8583 | -2.1942 | -2.2551 | 381588 | 463721 | PADIHAM | PADIHAM
Shannon St South | Primary | Best View | 5.8324 | 5.9065 | 5.8422 | 5.5444 | 5.2919 | 4.9693 | 4.6867 | 4.2932 | 3.8927 | 3.4765 | 1.8818 | 0.51658 | -0.050034 | 0.0041929 | 330806 | 435291 | BLACKPOOL | PENWORTHAM
Shap | Primary | Best View | 4.3217 | 4.1909 | 4.2524 | 4.1527 | 4.1587 | 4.041 | 3.9831 | 4.0428 | 3.924 | 3.8346 | 1.5586 | -0.81718 | -1.0259 | -1.1686 | 356910 | 513357 | PENRITH & SHAP | HUTTON
Shaw | Primary | Best View | 10.7823 | 10.7705 | 10.5444 | 10.1833 | 9.8232 | 9.4093 | 9.0621 | 8.6197 | 8.0543 | 7.4625 | 5.2766 | 4.1499 | 3.818 | 3.8129 | 394298 | 409450 | ROYTON | WHITEGATE
Siddick | Primary | Best View | 17.3077 | 17.2214 | 17.1349 | 16.9955 | 16.9127 | 16.8548 | 16.8012 | 17.2544 | 17.2161 | 17.2019 | 16.6601 | 16.8975 | 16.6689 | 16.7312 | 300289 | 530805 | STAINBURN & SIDDICK | HARKER
Silloth | Primary | Best View | 24.9361 | 24.8228 | 24.7625 | 24.5838 | 24.5254 | 24.343 | 24.2181 | 24.1954 | 24.0041 | 23.769 | 22.6926 | 22.2133 | 22.1299 | 22.3293 | 311307 | 553464 | CARLISLE | HARKER
Skelmersdale | Primary | Best View | 9.14 | 8.6781 | 8.4865 | 8.2206 | 7.9622 | 7.6829 | 7.4031 | 7.1184 | 6.7943 | 6.3612 | 4.4468 | 2.8212 | 1.8048 | 1.2269 | 347198 | 407434 | SKELMERSDALE | WASHWAY FARM
Slipway | Primary | Best View | 5.917 | 5.808 | 5.799 | 5.6439 | 5.6412 | 5.402 | 5.2706 | 5.107 | 4.9303 | 4.6771 | 3.8551 | 3.4292 | 3.3192 | 3.4868 | 297180 | 518183 | EGREMONT | HARKER
Snipe | Primary | Best View | 9.6385 | 9.5192 | 9.3855 | 9.0534 | 8.9369 | 8.589 | 8.2668 | 8.0268 | 7.713 | 7.29 | 5.8032 | 4.8971 | 4.4882 | 4.3366 | 391844 | 398322 | DROYLSDEN | STALYBRIDGE
South Park | Primary | Best View | 15.373 | 15.307 | 15.2136 | 14.9913 | 14.7865 | 14.5552 | 14.332 | 14.1234 | 13.8539 | 13.6111 | 12.7434 | 12.2341 | 12.1077 | 12.0693 | 336410 | 427512 | LYTHAM | PENWORTHAM
Spa Rd | Primary | Best View | 7.4661 | 6.573 | 6.9315 | 6.0819 | 6.3359 | 5.5014 | 5.328 | 4.8339 | 4.6027 | 3.8566 | 2.0723 | 1.068 | 0.44683 | 0.16484 | 371065 | 409109 | BOLTON | KEARSLEY
Spadeadam 11/33kV | Primary | Best View | 4.6792 | 4.7173 | 4.6407 | 4.5204 | 4.4308 | 4.3185 | 4.1579 | 3.9832 | 3.7843 | 3.5002 | 2.4222 | 1.9569 | 1.8695 | 2.2042 | 361282 | 570359 | - | HARKER
Spadeadam 132/11kV | Primary | Best View | 26.8686 | 26.8768 | 26.7868 | 26.7112 | 26.6922 | 26.7093 | 26.669 | 26.6979 | 26.6975 | 26.6516 | 26.6035 | 26.6728 | 26.7875 | 26.9962 | 361282 | 570359 | - | HARKER
Spotland | Primary | Best View | 7.5518 | 7.7478 | 7.3277 | 7.2563 | 6.9484 | 6.3149 | 5.6365 | 5.2701 | 4.9508 | 4.258 | 2.3286 | 1.3478 | 1.1139 | 1.2371 | 387882 | 414309 | ROCHDALE CENTRAL | ROCHDALE
Spring Cottage | Primary | Best View | 5.6412 | 5.6037 | 5.5329 | 5.4172 | 5.3236 | 5.2382 | 5.1509 | 5.0539 | 4.9583 | 4.8393 | 4.3606 | 4.0582 | 3.9804 | 3.9848 | 385446 | 437481 | NELSON | PADIHAM
Spring Garden St 11kV | Primary | Best View | 19.4389 | 18.2206 | 18.1143 | 17.9039 | 17.6283 | 17.4356 | 13.0321 | 12.773 | 12.4682 | 9.9774 | 9.0974 | 8.3228 | 7.5914 | 7.9438 | 347661 | 461494 | LANCASTER | HEYSHAM
Spring Garden St 6.6kV | Primary | Best View | 12.0656 | 11.8132 | 11.7309 | 11.5225 | 11.2983 | 11.1612 | 10.9786 | 10.7936 | 10.5732 | 10.4004 | 9.7333 | 9.196 | 9.0039 | 9.1575 | 347651 | 461484 | LANCASTER | HEYSHAM
Squires Gate | Primary | Best View | 9.3708 | 7.5192 | 7.4702 | 7.0668 | 7.0765 | 6.7686 | 6.6508 | 6.4878 | 6.0744 | 5.7164 | 4.4122 | 3.7901 | 3.91 | 3.7677 | 332037 | 432063 | BLACKPOOL | PENWORTHAM
St Annes | Primary | Best View | 10.7994 | 10.0508 | 9.8334 | 9.6002 | 9.3528 | 9.1011 | 8.8396 | 8.5673 | 8.2989 | 7.9849 | 6.8738 | 6.3284 | 6.2309 | 6.2823 | 331716 | 429849 | LYTHAM | PENWORTHAM
St Johns | Primary | Best View | 20.6332 | 20.4137 | 20.3934 | 20.3934 | 20.3934 | 20.3934 | 20.3934 | 13.6304 | 13.6304 | 13.6304 | 13.6304 | 13.6304 | 13.6304 | 13.6304 |  |  | FREDERICK RD | KEARSLEY
St Marys | Primary | Best View | 14.8347 | 14.878 | 14.7181 | 14.6145 | 14.4478 | 14.3007 | 14.2363 | 14.1131 | 13.9405 | 13.75 | 13.0379 | 12.4895 | 12.15 | 12.0891 | 392582 | 405316 | GREENHILL | WHITEGATE
St Marys St | Primary | Best View | 7.4986 | 7.5593 | 7.4727 | 7.1858 | 7.2152 | 7.0029 | 6.8552 | 6.7341 | 6.6275 | 6.3871 | 5.7383 | 5.4013 | 5.1701 | 5.1796 | 354932 | 429640 | RIBBLE | PENWORTHAM
St Thomas Rd | Primary | Best View | 13.6856 | 13.5483 | 13.3732 | 13.0249 | 12.8029 | 12.4654 | 12.1854 | 11.8989 | 11.5638 | 11.1799 | 9.8788 | 9.0704 | 8.7532 | 8.6945 | 332713 | 428643 | LYTHAM | PENWORTHAM
Stainburn | Primary | Best View | 9.0364 | 8.8978 | 8.8126 | 8.5149 | 8.2277 | 7.849 | 7.4654 | 7.1603 | 6.7479 | 6.2905 | 4.6272 | 3.9289 | 3.893 | 4.2298 | 302535 | 529330 | STAINBURN & SIDDICK | HARKER
Standish | Primary | Best View | 7.4508 | 7.3185 | 6.8751 | 6.2076 | 5.6613 | 4.9594 | 4.2998 | 3.5564 | 2.8303 | 1.8736 | -1.535 | -3.0804 | -3.1672 | -2.5994 | 356139 | 410059 | WRIGHTINGTON | PENWORTHAM
Strangeways | Primary | Best View | 6.6521 | 5.2487 | 4.9155 | 4.6744 | 4.3508 | 4.1105 | 3.8702 | 3.6184 | 3.2997 | 3.0135 | 1.9533 | 1.3322 | 1.0298 | 0.97182 | 383780 | 399743 | RED BANK | WHITEGATE
Strawberry Bank | Primary | Best View | 15.0921 | 14.9787 | 14.793 | 14.6755 | 14.5166 | 14.4182 | 14.3166 | 14.161 | 14.0182 | 13.8415 | 13.0211 | 12.4965 | 12.3293 | 12.2771 | 376338 | 429396 | HUNCOAT | PADIHAM
Stuart St | Primary | Best View | 10.4101 | 10.0651 | 9.9192 | 9.6957 | 9.6276 | 9.3889 | 9.2041 | 9.0515 | 8.8379 | 8.5239 | 7.4006 | 6.665 | 6.3479 | 6.1949 | 387190 | 398835 | STUART ST | STALYBRIDGE
Stubbins | Primary | Best View | 13.0117 | 13.0134 | 12.895 | 12.6929 | 12.5571 | 12.4551 | 12.3448 | 12.2463 | 9.2484 | 9.2826 | 9.0225 | 8.7773 | 8.9474 | 9.1936 | 379112 | 418005 | ROSSENDALE | PADIHAM
Swinton | Primary | Best View | 13.6351 | 13.3685 | 13.3995 | 13.0728 | 12.8116 | 12.515 | 12.2744 | 11.9793 | 11.6075 | 11.225 | 9.801 | 8.6972 | 8.0508 | 7.6837 | 378367 | 401718 | AGECROFT | KEARSLEY
Tame Valley | Primary | Best View | 8.0237 | 7.8633 | 7.7937 | 7.3875 | 7.2851 | 6.8517 | 6.456 | 6.0767 | 5.6603 | 5.0502 | 2.9048 | 1.4963 | 0.85865 | 0.61057 | 395148 | 398108 | HARTSHEAD-HEYROD | STALYBRIDGE
Tardy Gate | Primary | Best View | 11.0212 | 10.7991 | 10.4728 | 10.0457 | 9.6826 | 9.3098 | 8.8514 | 8.4126 | 7.9659 | 7.3708 | 5.2778 | 4.3255 | 4.0917 | 4.327 | 353958 | 426066 | RIBBLE | PENWORTHAM
Tarleton | Primary | Best View | 5.5001 | 5.331 | 4.9439 | 4.3044 | 3.8166 | 3.1749 | 2.6158 | 1.9298 | 1.3381 | 0.38269 | -2.5151 | -3.8178 | -3.8267 | -3.235 | 344741 | 422417 | WRIGHTINGTON | PENWORTHAM
The Height | Primary | Best View | 5.9244 | 5.4415 | 5.471 | 5.008 | 4.6379 | 4.1834 | 3.8409 | 3.4451 | 2.8398 | 2.3371 | 0.18626 | -1.4088 | -2.2311 | -2.7158 | 379792 | 400497 | AGECROFT | KEARSLEY
Thornton | Primary | Best View | 10.1423 | 9.8839 | 9.7329 | 9.3892 | 9.0233 | 8.5782 | 8.153 | 7.7057 | 7.1948 | 6.6464 | 0.36991 | -2.8412 | -3.0425 | -2.9358 | 334207 | 442111 | BISPHAM | PENWORTHAM
Townley St | Primary | Best View | 7.1451 | 7.0102 | 6.8684 | 6.6135 | 6.4041 | 6.1412 | 5.894 | 5.6086 | 5.3003 | 4.9593 | 3.8134 | 3.3144 | 3.2699 | 3.4485 | 387242 | 405960 | CHADDERTON | WHITEGATE
Trafford | Primary | Best View | 6.2052 | 5.9353 | 5.9215 | 5.6646 | 5.4981 | 5.2936 | 5.1841 | 5.0913 | 4.9047 | 4.7941 | 3.7989 | 2.4493 | 1.3826 | 0.15874 | 380714 | 396551 | STRETFORD | SOUTH MANCHESTER
Trafford Park North | Primary | Best View | 7.365 | 7.3933 | 7.3537 | 7.2356 | 7.1127 | 7.2062 | 7.1714 | 7.1247 | 7.0785 | 6.9881 | -2.7054 | -2.858 | -2.9714 | -2.5387 | 378738 | 397694 | BARTON | CARRINGTON
Trimpell | Primary | Best View | 19.4327 | 19.5145 | 19.462 | 19.3716 | 19.3059 | 19.26 | 19.2022 | 19.1226 | 19.0691 | 19.0026 | 18.4968 | 17.7183 | 16.8583 | 16.5898 | 341861 | 458979 | - | HEYSHAM
Trinity | Primary | Best View | 28.2042 | 25.6722 | 25.4097 | 25.0666 | 25.0419 | 24.8775 | 24.7225 | 24.6192 | 22.7668 | 22.2986 | 21.5931 | 21.1196 | 20.7606 | 20.7127 | 382649 | 398230 | FREDERICK RD | KEARSLEY
Tulketh | Primary | Best View | 8.5907 | 7.9923 | 7.853 | 7.3278 | 7.0574 | 6.545 | 6.0372 | 5.5333 | 5.0312 | 4.3122 | 1.9509 | 0.92291 | 0.69329 | 1.0847 | 352393 | 431036 | RIBBLE | PENWORTHAM
Ulverston | Primary | Best View | 6.0577 | 5.4936 | 5.3259 | 5.052 | 4.8398 | 4.5143 | 4.1977 | 3.9977 | 3.6339 | 3.2382 | 1.865 | 1.145 | 0.93149 | 1.1124 | 327495 | 477808 | ULVERSTON | HARKER
Union Rd | Primary | Best View | 7.269 | 7.0704 | 7.14 | 6.6906 | 6.4255 | 6.0122 | 5.7255 | 5.3298 | 5.0285 | 3.8922 | 2.278 | 0.84575 | 0.31856 | 0.33226 | 372174 | 410598 | BOLTON | KEARSLEY
Upholland | Primary | Best View | 4.4685 | 4.3051 | 3.9495 | 3.4813 | 2.9329 | 2.2734 | 1.6387 | 0.96905 | 0.28201 | -0.58576 | -3.7481 | -5.2096 | -5.4268 | -4.8985 | 352531 | 404369 | ORRELL | KIRKBY
Urmston | Primary | Best View | 12.0296 | 11.5423 | 11.2361 | 10.9603 | 10.6137 | 10.2536 | 9.855 | 9.4859 | 9.1068 | 8.6341 | 6.947 | 6.1998 | 6.0831 | 6.254 | 377117 | 395709 | STRETFORD | SOUTH MANCHESTER
Victoria Park | Primary | Best View | 3.9457 | 3.2633 | 1.1343 | -1.2973 | -3.3806 | -5.5924 | -7.659 | -0.81483 | -1.9303 | -2.8351 | -3.2596 | -3.0998 | -3.0746 | -2.7359 | 385373 | 395948 | LONGSIGHT | BREDBURY
Warbreck | Primary | Best View | 7.5461 | 7.603 | 7.5001 | 7.2619 | 7.1039 | 6.8418 | 6.6027 | 6.3217 | 6.0523 | 5.6951 | 4.5266 | 3.8638 | 3.7277 | 3.7456 | 331775 | 438420 | BISPHAM | PENWORTHAM
Wardleworth | Primary | Best View | 10.6151 | 10.418 | 10.2847 | 10.2136 | 9.8939 | 9.4582 | 9.06 | 8.947 | 8.4444 | 8.0453 | 6.5048 | 5.6237 | 5.3532 | 5.3777 | 390339 | 414050 | BELFIELD | ROCHDALE
Warton | Primary | Best View | 11.5015 | 11.4638 | 11.321 | 11.0964 | 10.8731 | 10.6378 | 10.4341 | 10.2389 | 10.0627 | 9.8095 | 8.9077 | 8.4178 | 8.3485 | 8.4992 | 341290 | 428540 | PEEL | PENWORTHAM
Waterhead | Primary | Best View | 15.0961 | 15.0761 | 14.9037 | 14.6384 | 14.3894 | 14.0958 | 13.8269 | 13.5114 | 13.174 | 12.7884 | 11.3743 | 10.6713 | 10.4996 | 10.6071 | 394942 | 405940 | GREENHILL | WHITEGATE
Waterswallows | Primary | Best View | 12.3965 | 12.2386 | 12.0557 | 11.813 | 11.6413 | 11.5099 | 11.3011 | 11.1405 | 10.9431 | 10.7009 | 9.5647 | 8.5345 | 7.8899 | 7.4524 | 407734 | 375459 | BUXTON | STALYBRIDGE
Weaste | Primary | Best View | 4.7658 | 4.1059 | 3.7307 | 3.4262 | 3.2273 | 2.8918 | 2.6476 | 2.3978 | 2.198 | 1.8373 | 0.69386 | -0.29274 | -0.90898 | -1.3842 | 378751 | 398897 | FREDERICK RD | KEARSLEY
Werneth | Primary | Best View | 14.3139 | 14.2795 | 14.1442 | 13.9457 | 13.6934 | 13.4237 | 13.195 | 12.8654 | 12.4844 | 12.097 | 10.6371 | 9.7213 | 9.3385 | 9.2449 | 391273 | 403453 | GREENHILL | WHITEGATE
Wesley Place Bacup | Primary | Best View | 13.0586 | 13.0117 | 12.8265 | 12.589 | 12.3421 | 12.0566 | 11.7587 | 11.4379 | 11.1064 | 10.7076 | 9.2828 | 8.4895 | 8.2234 | 8.1896 | 386475 | 422130 | ROSSENDALE | PADIHAM
West Didsbury | Primary | Best View | 7.6666 | 6.6535 | 6.1521 | 5.7569 | 5.292 | 4.8273 | 4.3181 | 3.8639 | 3.4096 | 2.8428 | 0.78702 | -0.081262 | -0.15111 | 0.070865 | 383306 | 392514 | WEST DIDSBURY | SOUTH MANCHESTER
Westgate | Primary | Best View | 2.1926 | 2.0049 | 1.7552 | 1.3053 | 0.70131 | 0.21056 | -0.36744 | -0.98455 | -1.6966 | -2.4116 | -5.3406 | -7.4873 | -8.5529 | -8.0436 | 343077 | 463204 | LANCASTER | HEYSHAM
Westhoughton | Primary | Best View | 5.2077 | 4.5839 | 4.2465 | 3.5492 | 3.3499 | 2.5173 | 2.0238 | 1.3403 | 0.71242 | -0.26924 | -3.4111 | -4.9159 | -5.3137 | -5.0714 | 365831 | 407025 | WESTHOUGHTON | KEARSLEY
Westlinton | Primary | Best View | 8.0233 | 8.0676 | 7.9314 | 7.7247 | 7.6154 | 7.553 | 7.3991 | 7.2782 | 7.1228 | 6.9226 | 5.8596 | 4.75 | 3.6773 | 3.0868 | 339551 | 564489 | CARLISLE | HARKER
Whalley | Primary | Best View | 10.6723 | 10.4674 | 10.0415 | 9.5499 | 9.0253 | 8.5129 | 7.9857 | 7.4347 | 6.8873 | 6.163 | 3.4319 | 1.9994 | 1.6208 | 1.8843 | 373376 | 436176 | PADIHAM | PADIHAM
Whalley Range | Primary | Best View | 4.4857 | 4.2268 | 3.8978 | 3.5278 | 2.9268 | 2.2919 | 1.4705 | 2.0665 | 1.4306 | 0.6573 | -2.0776 | -3.3709 | -3.5345 | -3.2044 | 382923 | 394645 | WEST DIDSBURY | SOUTH MANCHESTER
Whasset | Primary | Best View | 2.7279 | 2.6417 | 2.4687 | 2.0378 | 2.0174 | 1.6485 | -1.3769 | -1.3416 | -3.8101 | -3.9511 | -5.2655 | -6.0614 | -5.9291 | -5.4846 | 350648 | 481468 | KENDAL (PARKSIDE RD) | HUTTON
Whinfell | Primary | Best View | 1.6079 | 1.6307 | 1.6075 | 1.593 | 1.6007 | 1.6173 | 1.5978 | 1.6049 | 1.6302 | 1.614 | 1.6232 | 1.6329 | 1.6205 | 1.6284 | 357906 | 527506 | PENRITH & SHAP | HUTTON
Whittle Le Woods | Primary | Best View | 7.2107 | 6.6809 | 6.3248 | 5.8621 | 5.4261 | 4.8854 | 4.4003 | 3.8486 | 3.3141 | 2.641 | 0.26885 | -0.96797 | -1.2736 | -1.2152 | 357874 | 421203 | LEYLAND | PENWORTHAM
Whitworth | Primary | Best View | 4.8754 | 4.8974 | 4.9265 | 4.8429 | 4.6336 | 4.5777 | 4.5414 | 4.3334 | 4.2343 | 4.1552 | 3.4982 | 3.2343 | 3.303 | 3.5133 | 388779 | 419157 | ROCHDALE CENTRAL | ROCHDALE
Wigton | Primary | Best View | -2.3296 | -2.586 | -2.8096 | -3.3508 | -3.7949 | -4.1093 | -4.5513 | -4.9585 | -5.2882 | -8.2686 | -10.823 | -13.1925 | -13.7316 | -12.9094 | 325814 | 549933 | CARLISLE | HARKER
Willow Hey | Primary | Best View | 12.0546 | 10.7284 | 10.4568 | 10.2267 | 9.9615 | 9.6814 | 9.4083 | 9.1085 | 8.8071 | 8.4303 | 7.0528 | 6.2318 | 5.8496 | 5.4746 | 347779 | 406066 | SKELMERSDALE | WASHWAY FARM
Willowbank | Primary | Best View | 4.1401 | 3.8839 | 3.814 | 3.5237 | 3.3781 | 3.1028 | 2.9724 | 2.754 | 2.4222 | 2.0471 | 0.6437 | -0.46121 | -1.0646 | -1.6182 | 391885 | 406064 | GREENHILL | WHITEGATE
Willowholme | Primary | Best View | 14.5184 | 12.6948 | 12.6106 | 12.3355 | 12.129 | 11.7961 | 11.4227 | 11.0257 | 10.6392 | 10.1151 | 8.2219 | 7.2004 | 6.8944 | 6.9707 | 338653 | 556688 | CARLISLE | HARKER
Wilmslow | Primary | Best View | 4.8038 | 4.8399 | 4.5793 | 4.3678 | 4.0665 | 3.7557 | 3.3947 | 3.103 | 2.7929 | 2.4086 | 1.0794 | 0.45103 | 0.30725 | 0.38957 | 384710 | 381286 | MOSS NOOK | SOUTH MANCHESTER
Windermere | Primary | Best View | 10.298 | 10.0313 | 9.7881 | 9.4028 | 9.0489 | 8.6478 | 8.1699 | 7.6956 | 7.2521 | 6.5811 | 4.2335 | 3.1007 | 2.8173 | 3.2196 | 341657 | 498418 | KENDAL (PARKSIDE RD) | HUTTON
Winifred Rd | Primary | Best View | 6.2989 | 5.9885 | 6.0388 | 5.5724 | 5.5143 | 5.1748 | 4.7565 | 4.3866 | 4.0276 | 3.5047 | 1.7813 | 0.99977 | 0.85049 | 1.099 | 389971 | 388470 | ADSWOOD | BREDBURY
Withington | Primary | Best View | 3.1643 | 3.0686 | 2.7869 | 2.3657 | 1.8699 | 1.3792 | 0.85751 | 0.33866 | -0.13205 | -0.75236 | -3.0782 | -4.2931 | -4.6186 | -4.5254 | 384841 | 392774 | WEST DIDSBURY | SOUTH MANCHESTER
Withyfold Drive | Primary | Best View | 16.6392 | 15.6943 | 14.9831 | 14.4859 | 13.8041 | 13.2064 | 12.5085 | 11.8356 | 11.0011 | 10.3333 | 7.3986 | 5.4522 | 5.3215 | 5.5227 | 392132 | 374352 | MACCLESFIELD | MACCLESFIELD
Woodbine St | Primary | Best View | 8.1756 | 8.24 | 7.9162 | 7.7253 | 7.4724 | 7.0907 | 6.6806 | 6.4429 | 6.1248 | 5.6149 | 4.1396 | 3.329 | 3.0608 | 2.9948 | 390519 | 412388 | CASTLETON | ROCHDALE
Woodfield Rd | Primary | Best View | 6.8146 | 6.0934 | 5.8604 | 5.3545 | 4.9776 | 4.4179 | 3.9219 | 3.3342 | 2.7613 | 2.0389 | -0.61351 | -2.3165 | -3.0331 | -3.4143 | 358258 | 418014 | WRIGHTINGTON | PENWORTHAM
Woodhill Lane | Primary | Best View | 2.865 | 2.9004 | 2.8201 | 2.6499 | 2.4374 | 2.2826 | 2.09 | 4.8349 | 4.6504 | 4.4275 | 3.5492 | 3.0496 | 2.691 | 3.0707 | 343294 | 463785 | LANCASTER | HEYSHAM
Woodhouse Park | Primary | Best View | 5.353 | 4.3928 | 4.1701 | 4.0096 | 3.7461 | 3.463 | 3.1337 | 2.908 | 2.6126 | 2.2597 | 0.86008 | 0.033618 | -0.24746 | -0.30435 | 382132 | 386340 | MOSS NOOK | SOUTH MANCHESTER
Woodley | Primary | Best View | 10.4754 | 10.2556 | 10.0959 | 9.9261 | 9.667 | 9.4417 | 9.2685 | 9.138 | 8.8483 | 8.5762 | 7.2549 | 5.8817 | 4.7817 | 3.747 | 393116 | 392019 | VERNON PARK | BREDBURY
Woolfold | Primary | Best View | 12.3286 | 11.417 | 11.4445 | 10.9778 | 10.6413 | 10.1911 | 9.8421 | 9.3733 | 8.8603 | 8.2646 | 6.1938 | 5.4058 | 5.3825 | 5.8333 | 378874 | 411666 | BURY | KEARSLEY
Wordsworth St | Primary | Best View | 9.8394 | 9.4736 | 9.5976 | 9.2051 | 8.7161 | 8.2756 | 7.9854 | 7.6658 | 7.2796 | 6.6274 | 4.7106 | 3.8305 | 3.6708 | 3.9782 | 370709 | 410873 | BOLTON | KEARSLEY
Worsley Mesnes | Primary | Best View | 14.0676 | 11.4251 | 11.0496 | 10.0143 | 8.9349 | 6.5877 | 4.2237 | 2.6825 | 1.0893 | -0.1432 | -1.6987 | -2.4686 | -2.6378 | -2.5353 | 357435 | 403977 | WIGAN | KIRKBY
Wrightington | Primary | Best View | 10.8966 | 10.5645 | 10.1563 | 9.5651 | 8.928 | 8.2042 | 7.5241 | 6.8225 | 6.04 | 5.118 | 1.6751 | 0.056718 | -0.098505 | 0.37291 | 353466 | 413290 | WRIGHTINGTON | PENWORTHAM
Yealand | Primary | Best View | 0.90078 | 0.81652 | 0.73131 | 0.60597 | 0.40654 | 0.31772 | 0.29278 | 0.18011 | 0.084462 | -0.043185 | -0.68777 | -1.009 | -1.1179 | -1.0363 | 351537 | 475934 | KENDAL (PARKSIDE RD) | HUTTON

## Gen Primary Headroom
|  |  | Easting | Northing | supply level | scenario | 2022 | Synchronous - LV | Synchronous - HV | BESS | 2023 | Synchronous - LV | Synchronous - HV |  | Inverter Based | Synchronous - LV | Synchronous - HV |  | Inverter Based | Synchronous - LV | Synchronous - HV |  | Inverter Based | Synchronous - LV | Synchronous - HV |  | Inverter Based | Synchronous - LV | Synchronous - HV |  | Inverter Based | Synchronous - LV | Synchronous - HV |  | Inverter Based | Synchronous - LV | Synchronous - HV |  | Inverter Based | Synchronous - LV | Synchronous - HV |  | Inverter Based | Synchronous - LV | Synchronous - HV |  | Inverter Based | Synchronous - LV | Synchronous - HV |  | Inverter Based | Synchronous - LV | Synchronous - HV |  | Inverter Based | Synchronous - LV | Synchronous - HV |  | Inverter Based | Synchronous - LV | Synchronous - HV |  | Inverter Based | Synchronous - LV | Synchronous - HV |  | Inverter Based | Synchronous - LV | Synchronous - HV |  | Inverter Based | Synchronous - LV | Synchronous - HV |  | Inverter Based | Synchronous - LV | Synchronous - HV |  | Inverter Based | Synchronous - LV | Synchronous - HV |  | Inverter Based | Synchronous - LV | Synchronous - HV |  | Inverter Based | Synchronous - LV | Synchronous - HV |  | Inverter Based | Synchronous - LV | Synchronous - HV |  | Inverter Based | Synchronous - LV | Synchronous - HV |  | Inverter Based | Synchronous - LV | Synchronous - HV |  | Inverter Based | Synchronous - LV | Synchronous - HV |  | Inverter Based | Synchronous - LV | Synchronous - HV |  | Inverter Based | Synchronous - LV | Synchronous - HV |  | Inverter Based | Synchronous - LV | Synchronous - HV |  | Inverter Based | Synchronous - LV | Synchronous - HV |  | Inverter Based | Synchronous - LV | Synchronous - HV |  | Inverter Based | Synchronous - LV | Synchronous - HV |  | Inverter Based | Synchronous - LV | Synchronous - HV |  | Inverter Based | Synchronous - LV | Synchronous - HV |  | Inverter Based | Synchronous - LV | Synchronous - HV |  | Inverter Based | Synchronous - LV | Synchronous - HV |  | Inverter Based | Synchronous - LV | Synchronous - HV |  | Inverter Based | Synchronous - LV | Synchronous - HV |  | Inverter Based | Synchronous - LV | Synchronous - HV |  | Inverter Based | Synchronous - LV | Synchronous - HV |  | Inverter Based | Synchronous - LV | Synchronous - HV |  | Inverter Based | Synchronous - LV | Synchronous - HV |  | Inverter Based | Synchronous - LV | Synchronous - HV |  | Inverter Based | Synchronous - LV | Synchronous - HV |  | Inverter Based | Synchronous - LV | Synchronous - HV |  | Inverter Based | Synchronous - LV | Synchronous - HV |  | Inverter Based | Synchronous - LV | Synchronous - HV |  | Inverter Based | Synchronous - LV | Synchronous - HV |  | Inverter Based | Synchronous - LV | Synchronous - HV |  | Inverter Based | Synchronous - LV | Synchronous - HV |  | Inverter Based | Synchronous - LV | Synchronous - HV |  | Inverter Based | Synchronous - LV | Synchronous - HV |  | Inverter Based | Synchronous - LV | Synchronous - HV |  | Inverter Based | Synchronous - LV | Synchronous - HV |  | Inverter Based | Synchronous - LV | Synchronous - HV |  | Inverter Based | Synchronous - LV | Synchronous - HV |  | Inverter Based | Synchronous - LV | Synchronous - HV |  | Inverter Based | Synchronous - LV | Synchronous - HV |  | Inverter Based | Synchronous - LV | Synchronous - HV |  | Inverter Based | Synchronous - LV | Synchronous - HV |  | Inverter Based | Synchronous - LV | Synchronous - HV |  | Inverter Based | Synchronous - LV | Synchronous - HV |  | Inverter Based | Synchronous - LV | Synchronous - HV |  | Inverter Based | Synchronous - LV | Synchronous - HV |  | Inverter Based | Synchronous - LV | Synchronous - HV |  | Inverter Based | Synchronous - LV | Synchronous - HV |  | Inverter Based | Synchronous - LV | Synchronous - HV |  | Inverter Based | Synchronous - LV | Synchronous - HV |  | Inverter Based | Synchronous - LV | Synchronous - HV |  | Inverter Based | Synchronous - LV | Synchronous - HV |  | Inverter Based | Synchronous - LV | Synchronous - HV
ALBION ST | LOWER DARWEN | ROCHDALE | 367434 | 426087 | primary | best view | 31.496 | 14.9 | 10.8694 | 13.1872 | 31.4705 | 14.9243 | 10.8871 | 12.6595 | 31.51 | 15.0048 | 10.9458 | 12.3799 | 31.5781 | 14.8685 | 10.8464 | 11.9311 | 31.6566 | 14.7797 | 10.7816 | 11.7377 | 31.7424 | 14.5774 | 10.634 | 11.3095 | 31.8357 | 14.419 | 10.5185 | 10.8775 | 31.941 | 14.2463 | 10.3925 | 10.484 | 32.0556 | 14.1891 | 10.3508 | 10.1088 | 32.19 | 14.0588 | 10.2557 | 9.536 | 32.6986 | 13.6052 | 9.9248 | 7.8098 | 33.8791 | 13.8775 | 10.1235 | 6.3196 | 34.0562 | 15.7023 | 11.4546 | 6.3145 | 34.1556 | 16.9166 | 12.3404 | 6.7921 | 31.4958 | 14.9 | 10.8694 | 13.1872 | 31.4635 | 14.9655 | 10.9172 | 12.9979 | 31.4771 | 14.6317 | 10.6736 | 12.8372 | 31.5082 | 14.6605 | 10.6946 | 12.5821 | 31.5404 | 14.5832 | 10.6382 | 12.6084 | 31.5728 | 14.5092 | 10.5843 | 12.3732 | 31.6174 | 14.4133 | 10.5143 | 12.082 | 31.6627 | 14.3608 | 10.476 | 11.8089 | 31.7236 | 14.292 | 10.4258 | 11.5231 | 31.7982 | 14.176 | 10.3412 | 11.1041 | 31.9559 | 14.0532 | 10.2516 | 10.0606 | 32.0562 | 14.2256 | 10.3774 | 9.5206 | 32.1057 | 15.8296 | 11.5475 | 9.2603 | 32.1232 | 16.822 | 12.2714 | 9.2824 | 31.496 | 14.9 | 10.8694 | 13.1872 | 31.4705 | 14.7158 | 10.735 | 12.6595 | 31.51 | 14.6032 | 10.6529 | 12.38 | 31.5781 | 14.5587 | 10.6204 | 11.9311 | 31.6565 | 14.4131 | 10.5141 | 11.7377 | 31.7425 | 14.2597 | 10.4023 | 11.3095 | 31.836 | 14.101 | 10.2865 | 10.8774 | 31.9413 | 13.9681 | 10.1895 | 10.4839 | 32.0559 | 13.8616 | 10.1119 | 10.1086 | 32.1795 | 13.6717 | 9.9733 | 9.586 | 32.6402 | 13.4346 | 9.8004 | 8.0223 | 33.7838 | 13.6531 | 9.9597 | 6.5792 | 33.9469 | 15.456 | 11.2749 | 6.5537 | 34.0361 | 16.6726 | 12.1625 | 6.9925 | 31.4968 | 14.9 | 10.8694 | 13.1872 | 31.4667 | 14.7191 | 10.7373 | 12.6623 | 31.5111 | 14.3923 | 10.499 | 12.4021 | 31.5931 | 13.6192 | 9.935 | 11.9793 | 31.6962 | 13.8211 | 10.0823 | 11.8384 | 31.8113 | 13.5946 | 9.9171 | 11.4716 | 31.9443 | 13.2876 | 9.6931 | 11.1033 | 32.1008 | 13.1817 | 9.6159 | 10.7804 | 32.2759 | 13.0576 | 9.5253 | 10.5277 | 32.4855 | 12.8823 | 9.3975 | 10.1524 | 33.8213 | 11.8114 | 8.6162 | 7.2147 | 34.7458 | 10.7637 | 7.852 | 1.718 | 35.0808 | 11.3231 | 8.26 | -2.4481 | 35.2433 | 12.0545 | 8.7936 | -4.9023 | 31.4968 | 14.9 | 10.8694 | 13.1872 | 31.4432 | 14.8101 | 10.8037 | 12.7351 | 31.5029 | 14.8458 | 10.8298 | 12.3684 | 31.5736 | 14.8131 | 10.8059 | 11.9592 | 31.7812 | 14.8051 | 10.8001 | 11.7361 | 31.8727 | 14.6205 | 10.6654 | 11.4452 | 31.9851 | 14.4361 | 10.5309 | 11.146 | 32.1139 | 14.3651 | 10.4792 | 10.9092 | 32.3926 | 14.2487 | 10.3942 | 10.4217 | 33.1327 | 13.9205 | 10.1548 | 8.568 | 34.0811 | 13.9944 | 10.2087 | 2.4515 | 34.494 | 12.933 | 9.4344 | -2.1225 | 34.6116 | 14.3542 | 10.4712 | -4.7653 | 34.4811 | 14.3247 | 10.4497 | -3.5012
ALDERLEY & CHELFORD | MOSS NOOK | SOUTH MANCHESTER | 385044 | 379026 | primary | best view | 28.3746 | 4.6717 | 3.3576 | 18.8188 | 28.071 | 4.6217 | 3.3217 | 18.6633 | 27.1578 | 4.4713 | 3.2136 | 18.1184 | 25.0383 | 4.1224 | 2.9628 | 17.6509 | 20.3916 | 3.3573 | 2.413 | 17.0664 | 16.4282 | 2.7048 | 1.944 | 16.4282 | 15.8889 | 2.616 | 1.8802 | 15.7985 | 14.8485 | 2.4447 | 1.757 | 14.8485 | 11.2719 | 1.8558 | 1.3338 | 11.2719 | 9.4449 | 1.555 | 1.1176 | 9.4449 | 6.2572 | 1.0302 | 0.74042 | 6.2572 | 9.4512 | 1.5561 | 1.1184 | 6.5896 | 27.5721 | 4.5395 | 3.2626 | 6.3198 | 38.0171 | 6.2592 | 4.4986 | 6.6425 | 28.3746 | 4.6717 | 3.3576 | 18.8188 | 28.2726 | 4.6549 | 3.3455 | 18.7751 | 28.1227 | 4.6302 | 3.3278 | 18.4672 | 26.8202 | 4.4157 | 3.1737 | 18.3614 | 24.5043 | 4.0344 | 2.8996 | 18.14 | 21.5192 | 3.543 | 2.5464 | 17.8458 | 21.0387 | 3.4639 | 2.4896 | 17.3611 | 20.2638 | 3.3363 | 2.3978 | 16.8893 | 19.5896 | 3.2253 | 2.3181 | 16.5609 | 18.7538 | 3.0877 | 2.2192 | 16.0388 | 15.3061 | 2.52 | 1.8112 | 14.4381 | 13.4634 | 2.2166 | 1.5931 | 13.2365 | 24.8061 | 4.0841 | 2.9353 | 12.5322 | 34.7563 | 5.7224 | 4.1128 | 12.1048 | 28.3746 | 4.6717 | 3.3576 | 18.8188 | 28.1074 | 4.6277 | 3.326 | 18.6633 | 27.3248 | 4.4988 | 3.2334 | 18.1184 | 25.0047 | 4.1168 | 2.9588 | 17.651 | 20.3292 | 3.347 | 2.4056 | 17.0665 | 13.8072 | 2.2732 | 1.6338 | 13.8072 | 14.4294 | 2.3757 | 1.7075 | 14.4294 | 14.3361 | 2.3603 | 1.6964 | 14.3361 | 11.0954 | 1.8268 | 1.3129 | 11.0954 | 9.8331 | 1.619 | 1.1636 | 9.8331 | 5.1707 | 0.85131 | 0.61185 | 5.1707 | 8.2567 | 1.3594 | 0.97703 | 6.9545 | 27.2036 | 4.4789 | 3.219 | 6.6682 | 37.9353 | 6.2458 | 4.4889 | 6.9517 | 28.3746 | 4.6717 | 3.3576 | 18.8188 | 28.2719 | 4.6548 | 3.3455 | 18.6834 | 27.6912 | 4.5591 | 3.2767 | 18.1795 | 26.8458 | 4.42 | 3.1767 | 17.7585 | 25.1254 | 4.1367 | 2.9731 | 17.2369 | 22.8834 | 3.7676 | 2.7078 | 16.7071 | 21.9147 | 3.6081 | 2.5932 | 16.0607 | 20.7118 | 3.41 | 2.4509 | 15.5557 | 18.0743 | 2.9758 | 2.1388 | 12.7522 | 17.2919 | 2.847 | 2.0462 | 12.2801 | 12.2462 | 2.0162 | 1.4491 | 9.123 | 7.741 | 1.2745 | 0.916 | 4.0861 | 21.9967 | 3.6216 | 2.6029 | 1.7482 | 31.415 | 5.1722 | 3.7174 | 0.23466 | 28.3746 | 4.6717 | 3.3576 | 18.8188 | 28.1232 | 4.6303 | 3.3279 | 18.7199 | 25.232 | 4.1543 | 2.9858 | 17.9293 | 16.5491 | 2.7247 | 1.9583 | 16.5491 | 15.7695 | 2.5963 | 1.866 | 15.7695 | 15.9196 | 2.621 | 1.8838 | 15.9196 | 15.8073 | 2.6025 | 1.8705 | 15.8073 | 14.6032 | 2.4043 | 1.728 | 14.6032 | 12.053 | 1.9844 | 1.4262 | 12.053 | 10.7944 | 1.7772 | 1.2773 | 10.7944 | 11.8693 | 1.9542 | 1.4045 | 5.3401 | 5.2577 | 0.86564 | 0.62215 | 2.2041 | 21.2516 | 3.4989 | 2.5147 | 0.80995 | 21.1665 | 3.4849 | 2.5047 | 1.6568
ALSTON | PENRITH & SHAP | HARKER / HUTTON | 372125 | 546499 | primary | best view | 2.9898 | 2.9898 | 2.9898 | 1.3055 | 2.9955 | 2.9955 | 2.9955 | 1.2568 | 3.0136 | 3.0136 | 3.0136 | 1.2097 | 3.0367 | 3.0367 | 3.0367 | 1.1307 | 3.0602 | 3.0602 | 3.0602 | 1.0962 | 3.0786 | 3.0786 | 3.0786 | 1.0079 | 3.0987 | 3.0987 | 3.0987 | 0.94385 | 3.1216 | 3.1216 | 3.1216 | 0.85503 | 3.1488 | 3.1488 | 3.1488 | 0.74975 | 3.1857 | 3.1857 | 3.1857 | 0.58451 | 3.3363 | 3.3363 | 3.3363 | -0.068539 | 3.4375 | 3.4375 | 3.4375 | -0.43118 | 3.4886 | 3.4886 | 3.4886 | -0.60749 | 3.5035 | 3.5035 | 3.5035 | -0.52512 | 2.9905 | 2.9905 | 2.9905 | 1.3055 | 2.9971 | 2.9971 | 2.9971 | 1.2702 | 3.0132 | 3.0132 | 3.0132 | 1.2462 | 3.0289 | 3.0289 | 3.0289 | 1.2064 | 3.0445 | 3.0445 | 3.0445 | 1.2085 | 3.0584 | 3.0584 | 3.0584 | 1.1476 | 3.076 | 3.076 | 3.076 | 1.1031 | 3.0975 | 3.0975 | 3.0975 | 1.0409 | 3.1226 | 3.1226 | 3.1226 | 0.95635 | 3.152 | 3.152 | 3.152 | 0.79597 | 3.2174 | 3.2174 | 3.2174 | 0.56227 | 3.2893 | 3.2893 | 3.2893 | 0.19075 | 3.3384 | 3.3384 | 3.3384 | -0.11356 | 3.3673 | 3.3673 | 3.3673 | -0.31714 | 2.9898 | 2.9898 | 2.9898 | 1.3055 | 2.9955 | 2.9955 | 2.9955 | 1.2568 | 3.0138 | 3.0138 | 3.0138 | 1.2097 | 3.0368 | 3.0368 | 3.0368 | 1.1307 | 3.0605 | 3.0605 | 3.0605 | 1.0962 | 3.0789 | 3.0789 | 3.0789 | 1.0079 | 3.0989 | 3.0989 | 3.0989 | 0.94368 | 3.1217 | 3.1217 | 3.1217 | 0.85494 | 3.1478 | 3.1478 | 3.1478 | 0.75063 | 3.1821 | 3.1821 | 3.1821 | 0.59501 | 3.3208 | 3.3208 | 3.3208 | -0.024414 | 3.4096 | 3.4096 | 3.4096 | -0.37095 | 3.4484 | 3.4484 | 3.4484 | -0.54257 | 3.4577 | 3.4577 | 3.4577 | -0.46359 | 2.9898 | 2.9898 | 2.9898 | 1.3055 | 2.9987 | 2.9987 | 2.9987 | 1.2439 | 3.02 | 3.02 | 3.02 | 1.1861 | 3.0463 | 3.0463 | 3.0463 | 1.095 | 3.0732 | 3.0732 | 3.0732 | 1.0352 | 3.101 | 3.101 | 3.101 | 0.90355 | 3.1346 | 3.1346 | 3.1346 | 0.79159 | 3.1733 | 3.1733 | 3.1733 | 0.68094 | 3.2157 | 3.2157 | 3.2157 | 0.55838 | 3.2654 | 3.2654 | 3.2654 | 0.42974 | 3.4363 | 3.4363 | 3.4363 | -0.22462 | 3.5684 | 3.5684 | 3.5684 | -1.0347 | 3.6328 | 3.6328 | 3.6328 | -1.5165 | 3.6571 | 3.6571 | 3.6571 | -1.814 | 2.9898 | 2.9898 | 2.9898 | 1.3055 | 2.996 | 2.996 | 2.996 | 1.25 | 3.022 | 3.022 | 3.022 | 1.1805 | 3.0501 | 3.0501 | 3.0501 | 1.0854 | 3.0756 | 3.0756 | 3.0756 | 1.0007 | 3.1012 | 3.1012 | 3.1012 | 0.86208 | 3.132 | 3.132 | 3.132 | 0.75383 | 3.1676 | 3.1676 | 3.1676 | 0.66009 | 3.2059 | 3.2059 | 3.2059 | 0.54281 | 3.2513 | 3.2513 | 3.2513 | 0.30135 | 3.4069 | 3.4069 | 3.4069 | -0.7718 | 3.5006 | 3.5006 | 3.5006 | -1.4674 | 3.5339 | 3.5339 | 3.5339 | -1.773 | 3.5293 | 3.5293 | 3.5293 | -1.6229
AMBLESIDE | KENDAL (PARKSIDE RD) | HARKER / HUTTON | 337602 | 503506 | primary | best view | 29.0254 | 25.5196 | 18.3414 | 17.2393 | 29.0295 | 25.4379 | 18.2827 | 16.8221 | 29.0766 | 25.3585 | 18.2257 | 16.5515 | 29.1415 | 25.2457 | 18.1446 | 16.2787 | 29.2026 | 25.1347 | 18.0648 | 16.0591 | 29.2665 | 25.0326 | 17.9914 | 15.8646 | 29.3353 | 24.9119 | 17.9047 | 15.5968 | 29.4104 | 24.809 | 17.8307 | 15.3647 | 29.4908 | 24.7074 | 17.7577 | 15.1575 | 29.5831 | 24.5833 | 17.6685 | 14.8216 | 29.8872 | 24.0898 | 17.3138 | 13.7891 | 30.1157 | 23.7938 | 17.101 | 13.3509 | 30.2279 | 23.5956 | 16.9586 | 13.3315 | 30.2746 | 23.4041 | 16.821 | 13.6291 | 29.0252 | 25.5196 | 18.3414 | 17.2393 | 29.0285 | 25.4899 | 18.3201 | 17.1274 | 29.0661 | 25.4557 | 18.2955 | 16.9975 | 29.1199 | 25.4091 | 18.262 | 16.9014 | 29.1733 | 25.3765 | 18.2386 | 16.8588 | 29.2377 | 25.3321 | 18.2067 | 16.8097 | 29.3239 | 25.2702 | 18.1622 | 16.64 | 29.4322 | 25.2089 | 18.1181 | 16.4625 | 29.5635 | 25.134 | 18.0643 | 16.2515 | 29.7195 | 25.0381 | 17.9954 | 15.893 | 29.8139 | 24.8677 | 17.8729 | 15.4984 | 29.8783 | 24.7225 | 17.7685 | 15.2968 | 29.8801 | 24.6346 | 17.7054 | 15.2512 | 29.8532 | 24.5821 | 17.6676 | 15.3448 | 29.0254 | 25.5196 | 18.3414 | 17.2393 | 29.0295 | 25.4379 | 18.2827 | 16.8221 | 29.0771 | 25.3586 | 18.2257 | 16.5513 | 29.1419 | 25.2456 | 18.1445 | 16.2785 | 29.203 | 25.1345 | 18.0646 | 16.059 | 29.2669 | 25.032 | 17.991 | 15.8643 | 29.3358 | 24.9219 | 17.9118 | 15.5965 | 29.4109 | 24.821 | 17.8393 | 15.3645 | 29.4897 | 24.7167 | 17.7644 | 15.158 | 29.5762 | 24.5929 | 17.6754 | 14.8431 | 29.8516 | 24.1029 | 17.3232 | 13.8831 | 30.0416 | 23.8131 | 17.1149 | 13.4772 | 30.1271 | 23.6157 | 16.973 | 13.4593 | 30.1527 | 23.4242 | 16.8355 | 13.7498 | 29.0258 | 25.5196 | 18.3414 | 17.2393 | 29.0258 | 25.4333 | 18.2794 | 16.8107 | 29.073 | 25.3534 | 18.222 | 16.545 | 29.1406 | 25.2409 | 18.1411 | 16.2878 | 29.2097 | 25.1279 | 18.0599 | 16.0774 | 29.2886 | 25.0139 | 17.978 | 15.8905 | 29.3802 | 24.8853 | 17.8856 | 15.6268 | 29.4857 | 24.7623 | 17.7971 | 15.3968 | 29.6013 | 24.6508 | 17.717 | 15.2156 | 29.7346 | 24.5171 | 17.6209 | 14.9594 | 30.1546 | 23.869 | 17.1551 | 13.7676 | 30.4988 | 23.0698 | 16.5807 | 11.2408 | 30.6564 | 22.5249 | 16.1891 | 9.3708 | 30.6978 | 22.1251 | 15.9018 | 8.1455 | 29.0258 | 25.5196 | 18.3414 | 17.2393 | 29.0112 | 25.4397 | 18.284 | 16.8329 | 29.06 | 25.3334 | 18.2076 | 16.5165 | 29.1184 | 25.1858 | 18.1015 | 16.2601 | 29.1751 | 25.0396 | 17.9965 | 16.0667 | 29.2391 | 24.7822 | 17.8115 | 15.9119 | 29.318 | 24.5938 | 17.676 | 15.6877 | 29.4069 | 24.4636 | 17.5825 | 15.5128 | 29.5049 | 24.3526 | 17.5027 | 15.3622 | 29.6295 | 24.1491 | 17.3564 | 14.6907 | 30.049 | 23.135 | 16.6275 | 11.7195 | 30.2907 | 22.1714 | 15.935 | 9.5041 | 30.3446 | 21.6496 | 15.56 | 8.2491 | 30.2664 | 21.5701 | 15.5029 | 8.86
ANCOATS NORTH T11 & T12 | RED BANK | WHITEGATE | 385022 | 398830 | primary | best view | 28.4 | 7.0232 | 5.1233 | 10.8294 | 28.4212 | 6.7442 | 4.9198 | 9.5769 | 28.5707 | 6.6243 | 4.8323 | 9.2585 | 28.7476 | 6.3663 | 4.6441 | 8.8198 | 28.9256 | 6.3905 | 4.6618 | 8.6444 | 29.1016 | 6.2719 | 4.5753 | 8.3604 | 29.265 | 6.2272 | 4.5426 | 8.192 | 29.3526 | 6.1259 | 4.4687 | 7.9346 | 29.449 | 6.016 | 4.3886 | 7.6467 | 29.5822 | 5.9128 | 4.3133 | 7.3317 | 30.2155 | 5.4005 | 3.9396 | 6.1233 | 30.7888 | 5.0241 | 3.665 | 5.3609 | 29.9568 | 4.8593 | 3.5448 | 5.0811 | 30.1413 | 4.8892 | 3.5666 | 5.1414 | 28.4023 | 7.0232 | 5.1233 | 10.8294 | 28.4999 | 6.9138 | 5.0435 | 10.4476 | 28.6582 | 6.8869 | 5.0239 | 10.4971 | 28.7706 | 6.8199 | 4.975 | 10.4214 | 28.8995 | 6.8243 | 4.9782 | 10.601 | 29.0535 | 6.7844 | 4.9491 | 10.6505 | 29.222 | 6.757 | 4.9292 | 10.7067 | 29.4039 | 6.6986 | 4.8865 | 10.6168 | 29.5991 | 6.6219 | 4.8306 | 10.4011 | 29.8087 | 6.5518 | 4.7794 | 10.1102 | 30.3321 | 6.3439 | 4.6278 | 9.8693 | 30.74 | 6.3477 | 4.6305 | 9.6121 | 30.8701 | 6.4145 | 4.6793 | 9.5087 | 30.9647 | 6.5427 | 4.7728 | 9.5166 | 28.3947 | 7.0232 | 5.1233 | 10.8294 | 28.4716 | 6.7448 | 4.9202 | 9.5771 | 28.6268 | 6.6247 | 4.8327 | 9.2588 | 28.7792 | 6.3692 | 4.6463 | 8.8201 | 28.9465 | 6.3911 | 4.6622 | 8.6449 | 29.1161 | 6.2939 | 4.5913 | 8.3602 | 29.2849 | 6.2261 | 4.5418 | 8.1903 | 29.4617 | 6.1275 | 4.4699 | 7.9326 | 29.6497 | 6.0103 | 4.3844 | 7.6444 | 29.8908 | 5.9151 | 4.315 | 7.3496 | 30.8647 | 5.4246 | 3.9571 | 6.2344 | 31.2191 | 5.0665 | 3.6959 | 5.5809 | 30.1869 | 4.8966 | 3.572 | 5.3422 | 30.6101 | 4.9653 | 3.6221 | 5.4768 | 28.3943 | 7.0232 | 5.1233 | 10.8294 | 28.5051 | 6.7136 | 4.8975 | 9.5891 | 28.6911 | 6.6234 | 4.8317 | 9.2824 | 28.8769 | 6.3654 | 4.6435 | 8.8474 | 29.0942 | 6.1758 | 4.5052 | 8.6705 | 29.338 | 5.9923 | 4.3713 | 8.3632 | 29.6244 | 5.8889 | 4.2958 | 8.1233 | 29.9311 | 5.7787 | 4.2155 | 7.7827 | 30.2223 | 5.6438 | 4.1171 | 7.4314 | 30.5299 | 5.4916 | 4.0061 | 7.059 | 28.9273 | 4.6923 | 3.423 | 5.5189 | 22.3497 | 3.6253 | 2.6446 | 2.5816 | 18.5371 | 3.0069 | 2.1935 | 0.52708 | 15.8097 | 2.5645 | 1.8708 | -0.87562 | 28.3943 | 7.0232 | 5.1233 | 10.8294 | 28.4939 | 6.7522 | 4.9256 | 9.6045 | 28.7246 | 6.5856 | 4.8041 | 9.254 | 28.9271 | 6.4853 | 4.7309 | 8.7926 | 29.1708 | 6.3292 | 4.6171 | 8.5851 | 29.4246 | 6.1793 | 4.5077 | 8.2679 | 29.7012 | 6.0289 | 4.398 | 8.0412 | 29.9915 | 5.9042 | 4.307 | 7.7235 | 30.2719 | 5.7637 | 4.2045 | 7.3942 | 30.6814 | 5.5273 | 4.0321 | 6.6311 | 27.4407 | 4.4512 | 3.2471 | 3.1612 | 21.6281 | 3.5083 | 2.5593 | 0.52991 | 20.5746 | 3.3374 | 2.4346 | -0.79492 | 19.8217 | 3.2153 | 2.3455 | -0.14738
ANCOATS NORTH T14 | RED BANK | WHITEGATE | 385032 | 398840 | primary | best view | 20.77 | 20.77 | 15.8756 | 9.0276 | 20.7657 | 20.7657 | 15.8638 | 8.9807 | 20.7998 | 20.7998 | 15.8345 | 8.8742 | 20.8464 | 20.8464 | 15.78 | 8.6815 | 20.8795 | 20.8795 | 15.7284 | 8.605 | 20.909 | 20.909 | 15.6811 | 8.4609 | 20.9392 | 20.9392 | 15.656 | 8.4008 | 20.9712 | 20.9712 | 15.6231 | 8.2938 | 21.0038 | 21.0038 | 15.5789 | 8.1202 | 21.039 | 21.039 | 15.5375 | 8.007 | 21.1723 | 21.0261 | 15.3383 | 7.6031 | 21.3301 | 20.8847 | 15.2351 | 7.3617 | 21.4412 | 20.773 | 15.1536 | 7.2599 | 21.5564 | 20.7425 | 15.1313 | 7.2329 | 20.77 | 20.77 | 15.8756 | 9.0276 | 20.7426 | 20.7426 | 15.8843 | 9.1095 | 20.7347 | 20.7347 | 15.8775 | 9.1385 | 20.7446 | 20.7446 | 15.8499 | 9.0898 | 20.744 | 20.744 | 15.8444 | 9.1489 | 20.7467 | 20.7467 | 15.8274 | 9.1233 | 20.7673 | 20.7673 | 15.8107 | 9.1232 | 20.8047 | 20.8047 | 15.7822 | 9.0325 | 20.8593 | 20.8593 | 15.7572 | 8.8307 | 20.9305 | 20.9305 | 15.6908 | 8.3632 | 20.9742 | 20.9742 | 15.6444 | 8.2765 | 21.0222 | 21.0222 | 15.6248 | 8.2679 | 21.0751 | 21.0751 | 15.6131 | 8.2627 | 21.1149 | 21.1149 | 15.5926 | 8.2804 | 20.77 | 20.77 | 15.8756 | 9.0276 | 20.7656 | 20.7656 | 15.8633 | 8.9808 | 20.7996 | 20.7996 | 15.8343 | 8.8743 | 20.8461 | 20.8461 | 15.78 | 8.6818 | 20.8791 | 20.8791 | 15.7283 | 8.6053 | 20.9092 | 20.9092 | 15.6798 | 8.4608 | 20.9405 | 20.9405 | 15.6549 | 8.3998 | 20.9727 | 20.9727 | 15.6226 | 8.2926 | 21.0056 | 21.0056 | 15.5784 | 8.1187 | 21.04 | 21.04 | 15.5382 | 8.0115 | 21.1524 | 21.034 | 15.344 | 7.6425 | 21.2443 | 20.9041 | 15.2493 | 7.4597 | 21.3229 | 20.8 | 15.1733 | 7.3833 | 21.3752 | 20.7741 | 15.1544 | 7.4027 | 20.7701 | 20.7701 | 15.8756 | 9.0276 | 20.7595 | 20.7595 | 15.843 | 8.9888 | 20.7878 | 20.7878 | 15.8175 | 8.897 | 20.8298 | 20.8298 | 15.7525 | 8.7178 | 20.86 | 20.86 | 15.698 | 8.6482 | 20.8918 | 20.8918 | 15.6535 | 8.5067 | 20.929 | 20.929 | 15.6099 | 8.4423 | 20.9703 | 20.9703 | 15.5614 | 8.3286 | 21.0143 | 21.0143 | 15.5026 | 8.1497 | 21.0627 | 21.0627 | 15.4468 | 8.0369 | 21.2981 | 20.8274 | 15.1933 | 7.531 | 21.5569 | 20.4941 | 14.9501 | 6.6836 | 21.6849 | 20.2491 | 14.7715 | 6.1204 | 21.6974 | 20.0773 | 14.6461 | 5.8258 | 20.7701 | 20.7701 | 15.8756 | 9.0276 | 20.7488 | 20.7488 | 15.8687 | 9.0084 | 20.7748 | 20.7748 | 15.8206 | 8.914 | 20.8148 | 20.8148 | 15.7468 | 8.7493 | 20.8392 | 20.8392 | 15.691 | 8.698 | 20.8673 | 20.8673 | 15.6102 | 8.5783 | 20.9036 | 20.9036 | 15.554 | 8.5332 | 20.946 | 20.946 | 15.4983 | 8.4415 | 20.9917 | 20.9917 | 15.4349 | 8.2914 | 21.0512 | 21.0512 | 15.3584 | 8.0796 | 21.3535 | 20.5249 | 14.9726 | 7.0211 | 21.5641 | 20.0539 | 14.6291 | 6.2239 | 21.6072 | 19.9272 | 14.5366 | 5.8717 | 21.5456 | 19.9569 | 14.5583 | 6.1787
ANNIE PIT | STAINBURN & SIDDICK | HARKER / HUTTON | 300011 | 527810 | primary | best view | 26.1028 | 9.0792 | 6.5254 | 10.1443 | 26.1155 | 9.0281 | 6.4886 | 9.9198 | 26.255 | 8.9382 | 6.4241 | 9.6468 | 26.4342 | 8.7843 | 6.3135 | 9.2276 | 26.6467 | 8.6693 | 6.2308 | 9.0891 | 26.8692 | 8.5933 | 6.1761 | 8.7179 | 27.0715 | 8.5077 | 6.1147 | 8.2974 | 27.1866 | 8.432 | 6.0603 | 7.9748 | 27.3102 | 8.3556 | 6.0054 | 7.6229 | 27.452 | 8.229 | 5.9143 | 7.0821 | 28.0102 | 7.947 | 5.7117 | 5.4 | 28.5485 | 9.5118 | 6.8363 | 4.4244 | 28.8905 | 12.4746 | 8.9657 | 4.1286 | 29.1894 | 12.395 | 8.9085 | 4.1977 | 26.1121 | 9.0792 | 6.5254 | 10.1443 | 26.131 | 9.072 | 6.5202 | 10.1377 | 26.2467 | 9.0193 | 6.4824 | 9.9827 | 26.3672 | 8.9409 | 6.426 | 9.7494 | 26.5056 | 8.9014 | 6.3976 | 9.8008 | 26.617 | 8.8068 | 6.3297 | 9.5523 | 26.7041 | 8.7088 | 6.2592 | 9.0288 | 26.8162 | 8.6075 | 6.1864 | 8.4199 | 26.9505 | 8.4818 | 6.0961 | 7.7191 | 27.1067 | 8.3122 | 5.9741 | 6.7645 | 27.4491 | 8.3872 | 6.0281 | 6.2582 | 27.6432 | 9.6812 | 6.9581 | 6.1388 | 27.7915 | 11.7193 | 8.4229 | 6.113 | 27.8966 | 11.6192 | 8.351 | 5.9666 | 26.1028 | 9.0792 | 6.5254 | 10.1443 | 26.1153 | 9.0281 | 6.4887 | 9.9199 | 26.2547 | 8.9382 | 6.4241 | 9.6469 | 26.4337 | 8.7881 | 6.3162 | 9.2278 | 26.6461 | 8.6775 | 6.2367 | 9.0895 | 26.8694 | 8.5763 | 6.1639 | 8.7177 | 27.0745 | 8.5067 | 6.1139 | 8.2959 | 27.1899 | 8.4314 | 6.0598 | 7.9732 | 27.3123 | 8.3547 | 6.0047 | 7.6215 | 27.4448 | 8.2286 | 5.914 | 7.1126 | 27.9372 | 7.9482 | 5.7125 | 5.5533 | 28.3233 | 9.5928 | 6.8946 | 4.674 | 28.5847 | 12.5087 | 8.9902 | 4.4012 | 28.7548 | 12.3254 | 8.8585 | 4.5088 | 26.1025 | 9.0792 | 6.5254 | 10.1443 | 26.1331 | 9.0082 | 6.4744 | 9.9098 | 26.2835 | 8.9482 | 6.4312 | 9.6275 | 26.4772 | 8.7717 | 6.3044 | 9.1878 | 26.7024 | 8.6749 | 6.2348 | 9.047 | 26.944 | 8.5031 | 6.1114 | 8.6585 | 27.1678 | 8.362 | 6.0099 | 8.2046 | 27.3495 | 8.1869 | 5.8841 | 7.8307 | 27.5504 | 8.0269 | 5.7691 | 7.4799 | 27.7853 | 7.8113 | 5.6141 | 7.0005 | 28.7893 | 6.9101 | 4.9664 | 4.3348 | 29.8303 | 7.359 | 5.289 | -1.8001 | 30.3809 | 9.2356 | 6.6378 | -6.6003 | 30.5599 | 9.0698 | 6.5187 | -9.7459 | 26.1025 | 9.0792 | 6.5254 | 10.1443 | 26.0985 | 9.0399 | 6.4971 | 9.9915 | 26.2924 | 8.9412 | 6.4262 | 9.6869 | 26.4868 | 8.756 | 6.2931 | 9.2727 | 26.6962 | 8.6414 | 6.2108 | 9.1802 | 26.91 | 8.2435 | 5.9248 | 8.8603 | 27.0821 | 8.0173 | 5.7622 | 8.4821 | 27.2585 | 7.9793 | 5.7349 | 8.1914 | 27.4648 | 7.9915 | 5.7436 | 7.7637 | 27.7421 | 7.9084 | 5.6839 | 6.2214 | 28.8792 | 12.1204 | 8.7112 | -0.67518 | 29.6912 | 10.1842 | 7.3196 | -6.1976 | 29.9762 | 8.7171 | 6.2652 | -9.3745 | 29.8427 | 8.5326 | 6.1326 | -8.3089
ANSDELL | LYTHAM | PENWORTHAM WEST / STANAH | 334416 | 428229 | primary | best view | 21.1083 | 10.5396 | 7.6885 | 9.7577 | 21.0936 | 10.3494 | 7.5498 | 8.8385 | 21.1365 | 10.2103 | 7.4483 | 8.4481 | 21.2014 | 10.083 | 7.3554 | 8.0409 | 21.2772 | 9.9134 | 7.2317 | 7.6156 | 21.3604 | 9.7328 | 7.0999 | 7.195 | 21.4493 | 9.5656 | 6.978 | 6.7603 | 21.5474 | 9.4485 | 6.8925 | 6.3101 | 21.6528 | 9.3321 | 6.8077 | 5.8666 | 21.7728 | 9.2034 | 6.7137 | 5.3509 | 22.2427 | 8.7088 | 6.353 | 3.6243 | 22.5541 | 8.4216 | 6.1434 | 2.9653 | 22.7273 | 8.4541 | 6.1672 | 3.0374 | 22.8243 | 8.4224 | 6.144 | 3.3795 | 21.1074 | 10.5396 | 7.6885 | 9.7577 | 21.0895 | 10.432 | 7.61 | 9.3245 | 21.1142 | 10.369 | 7.564 | 9.0685 | 21.15 | 10.3005 | 7.5141 | 8.861 | 21.1862 | 10.2385 | 7.4689 | 8.6711 | 21.23 | 10.159 | 7.4108 | 8.4409 | 21.283 | 10.0804 | 7.3535 | 8.1479 | 21.3419 | 10.0073 | 7.3002 | 7.8249 | 21.4086 | 9.922 | 7.238 | 7.4826 | 21.4813 | 9.8289 | 7.1701 | 7.1143 | 21.6842 | 9.5752 | 6.985 | 5.9305 | 21.8246 | 9.3805 | 6.843 | 5.2467 | 21.9089 | 9.3695 | 6.8349 | 4.9648 | 21.9649 | 9.388 | 6.8484 | 4.8426 | 21.1083 | 10.5396 | 7.6885 | 9.7577 | 21.0936 | 10.348 | 7.5487 | 8.8385 | 21.1365 | 10.2122 | 7.4497 | 8.4481 | 21.2014 | 10.0839 | 7.3561 | 8.0409 | 21.2772 | 9.9113 | 7.2302 | 7.6156 | 21.3604 | 9.7305 | 7.0983 | 7.195 | 21.4493 | 9.5685 | 6.9801 | 6.7603 | 21.5474 | 9.4512 | 6.8945 | 6.3101 | 21.6528 | 9.3317 | 6.8073 | 5.8666 | 21.7625 | 9.21 | 6.7186 | 5.4021 | 22.1908 | 8.7431 | 6.3779 | 3.8368 | 22.4791 | 8.4565 | 6.1689 | 3.2182 | 22.6448 | 8.4943 | 6.1964 | 3.2661 | 22.7432 | 8.4575 | 6.1697 | 3.5635 | 21.1093 | 10.5396 | 7.6885 | 9.7577 | 21.0929 | 10.3602 | 7.5577 | 8.8488 | 21.1401 | 10.0055 | 7.2989 | 8.4863 | 21.2143 | 9.5379 | 6.9578 | 8.111 | 21.3102 | 9.2184 | 6.7247 | 7.7443 | 21.4217 | 8.9318 | 6.5156 | 7.3846 | 21.5469 | 8.6566 | 6.3149 | 7.0137 | 21.6904 | 8.5338 | 6.2253 | 6.6423 | 21.849 | 8.4132 | 6.1373 | 6.3153 | 22.0366 | 8.2811 | 6.0409 | 5.9717 | 22.6512 | 7.591 | 5.5376 | 4.2203 | 23.107 | 6.7954 | 4.9572 | 1.639 | 23.3087 | 6.4144 | 4.6792 | -0.066519 | 23.4019 | 6.0854 | 4.4392 | -1.13 | 21.1093 | 10.5396 | 7.6885 | 9.7577 | 21.0867 | 10.356 | 7.5545 | 8.8676 | 21.1575 | 10.0154 | 7.3061 | 8.3306 | 21.2348 | 9.6384 | 7.0311 | 7.9308 | 21.3283 | 9.3329 | 6.8082 | 7.5757 | 21.4302 | 8.9571 | 6.5341 | 7.2586 | 21.5473 | 8.7567 | 6.3879 | 6.9287 | 21.6749 | 8.6589 | 6.3165 | 6.6198 | 21.8172 | 8.558 | 6.2429 | 6.2969 | 22.0006 | 8.3815 | 6.1142 | 5.5601 | 22.5739 | 7.6212 | 5.5595 | 2.2526 | 22.8763 | 6.9576 | 5.0755 | 0.029554 | 22.9192 | 6.7547 | 4.9275 | -0.98291 | 22.8224 | 6.7687 | 4.9377 | -0.29654
ARDWICK | STUART ST | STALYBRIDGE | 384753 | 397415 | primary | best view | 26.5427 | 12.4715 | 9.0978 | 7.09 | 26.5141 | 12.3725 | 9.0255 | 6.7021 | 26.5633 | 11.9633 | 8.7271 | 4.5781 | 26.6514 | 11.4606 | 8.3604 | 2.3881 | 26.719 | 11.0278 | 8.0446 | 0.19235 | 26.7821 | 10.5641 | 7.7064 | -2.0389 | 26.8475 | 10.092 | 7.362 | -4.2262 | 26.9176 | 9.8695 | 7.1997 | -5.3247 | 26.9909 | 9.6157 | 7.0145 | -6.6559 | 27.074 | 9.3641 | 6.831 | -7.889 | 27.3983 | 8.9821 | 6.5523 | -8.7641 | 27.6709 | 8.7678 | 6.396 | -9.3924 | 27.8262 | 8.6275 | 6.2937 | -9.5504 | 27.9341 | 8.3779 | 6.1116 | -9.6001 | 26.5426 | 12.4715 | 9.0978 | 7.09 | 26.4515 | 12.4358 | 9.0717 | 7.0225 | 26.4188 | 12.0798 | 8.812 | 5.1238 | 26.4225 | 11.6822 | 8.522 | 3.1678 | 26.4048 | 11.2667 | 8.2189 | 1.2148 | 26.3909 | 10.8593 | 7.9217 | -0.7935 | 26.4072 | 10.423 | 7.6034 | -2.8235 | 26.4518 | 10.2318 | 7.464 | -3.821 | 26.5245 | 9.9764 | 7.2777 | -5.0871 | 26.6233 | 9.721 | 7.0913 | -6.2669 | 26.7057 | 9.6912 | 7.0696 | -6.5547 | 26.7678 | 9.6296 | 7.0246 | -6.8368 | 26.8036 | 9.6498 | 7.0394 | -7.0295 | 26.796 | 9.6707 | 7.0547 | -7.1035 | 26.5427 | 12.4715 | 9.0978 | 7.09 | 26.514 | 12.3727 | 9.0257 | 6.7022 | 26.5631 | 11.9648 | 8.7282 | 4.5783 | 26.6511 | 11.4632 | 8.3622 | 2.3884 | 26.7186 | 11.0281 | 8.0448 | 0.19265 | 26.7822 | 10.5655 | 7.7074 | -2.039 | 26.8488 | 10.0955 | 7.3645 | -4.2271 | 26.9191 | 9.865 | 7.1964 | -5.3258 | 26.9925 | 9.6147 | 7.0138 | -6.6572 | 27.0717 | 9.3681 | 6.8339 | -7.8759 | 27.3622 | 9.0022 | 6.567 | -8.6888 | 27.5648 | 8.8029 | 6.4216 | -9.2523 | 27.6865 | 8.6662 | 6.3219 | -9.3881 | 27.7359 | 8.42 | 6.1423 | -9.401 | 26.543 | 12.4715 | 9.0978 | 7.09 | 26.5014 | 12.346 | 9.0063 | 6.7165 | 26.5409 | 11.9144 | 8.6914 | 4.6145 | 26.6237 | 11.2925 | 8.2377 | 2.4441 | 26.6905 | 10.8741 | 7.9325 | 0.26546 | 26.761 | 10.3611 | 7.5583 | -1.9562 | 26.843 | 9.8691 | 7.1994 | -4.1549 | 26.9358 | 9.6131 | 7.0126 | -5.2684 | 27.0365 | 9.319 | 6.7981 | -6.6021 | 27.1514 | 9.0371 | 6.5924 | -7.8056 | 27.5913 | 8.4824 | 6.1878 | -8.761 | 27.9626 | 7.8312 | 5.7127 | -10.5826 | 28.0978 | 7.3632 | 5.3713 | -12.1777 | 28.0569 | 7.0108 | 5.1142 | -13.1253 | 26.543 | 12.4715 | 9.0978 | 7.09 | 26.4892 | 12.4041 | 9.0486 | 6.7442 | 26.5325 | 12.0138 | 8.7639 | 4.6107 | 26.6098 | 11.536 | 8.4154 | 2.4444 | 26.6703 | 11.1095 | 8.1043 | 0.26797 | 26.7337 | 10.5822 | 7.7196 | -1.9392 | 26.8105 | 10.0952 | 7.3643 | -4.1152 | 26.8972 | 9.8495 | 7.1851 | -5.2006 | 26.9939 | 9.5455 | 6.9633 | -6.5199 | 27.1147 | 9.2468 | 6.7454 | -7.9273 | 27.5885 | 8.5717 | 6.2529 | -9.8979 | 27.8724 | 7.755 | 5.6572 | -11.8986 | 27.8829 | 7.5002 | 5.4713 | -12.9131 | 27.715 | 7.4493 | 5.4342 | -12.3878
ARNSIDE | KENDAL (PARKSIDE RD) | HARKER / HUTTON | 346495 | 478180 | primary | best view | 18.3832 | 18.3832 | 18.3832 | 13.2892 | 18.4087 | 18.4087 | 18.4087 | 12.9472 | 18.4831 | 18.4831 | 18.4831 | 12.908 | 18.5121 | 18.5121 | 18.5121 | 12.6822 | 18.5416 | 18.5416 | 18.5416 | 12.6406 | 18.5727 | 18.5727 | 18.5727 | 12.4507 | 18.6065 | 18.6065 | 18.6065 | 12.2647 | 18.6443 | 18.6443 | 18.6443 | 12.2065 | 18.6844 | 18.6844 | 18.6844 | 12.0118 | 18.7348 | 18.7348 | 18.7348 | 11.7791 | 18.9286 | 18.9286 | 18.6676 | 10.9205 | 19.0651 | 19.0651 | 18.5004 | 10.4962 | 19.1411 | 19.1411 | 18.2717 | 10.3638 | 19.1843 | 19.1843 | 18.039 | 10.5621 | 18.3847 | 18.3847 | 18.3847 | 13.2892 | 18.4141 | 18.4141 | 18.4141 | 13.1069 | 18.4591 | 18.4591 | 18.4591 | 13.1523 | 18.4677 | 18.4677 | 18.4677 | 13.0605 | 18.4745 | 18.4745 | 18.4745 | 13.1393 | 18.4838 | 18.4838 | 18.4838 | 13.0664 | 18.4995 | 18.4995 | 18.4995 | 12.9725 | 18.5212 | 18.5212 | 18.5212 | 12.9725 | 18.5486 | 18.5486 | 18.5486 | 12.8342 | 18.5814 | 18.5814 | 18.5814 | 12.7137 | 18.6427 | 18.6427 | 18.6427 | 12.3957 | 18.6933 | 18.6933 | 18.6933 | 12.0933 | 18.7306 | 18.7306 | 18.7306 | 11.8431 | 18.7533 | 18.7533 | 18.7533 | 11.7215 | 18.3832 | 18.3832 | 18.3832 | 13.2892 | 18.4087 | 18.4087 | 18.4087 | 12.9472 | 18.4831 | 18.4831 | 18.4831 | 12.908 | 18.5121 | 18.5121 | 18.5121 | 12.6822 | 18.5415 | 18.5415 | 18.5415 | 12.6407 | 18.5727 | 18.5727 | 18.5727 | 12.4506 | 18.6068 | 18.6068 | 18.6068 | 12.2645 | 18.6447 | 18.6447 | 18.6447 | 12.2062 | 18.6848 | 18.6848 | 18.6848 | 12.0116 | 18.7316 | 18.7316 | 18.7316 | 11.7939 | 18.9094 | 18.9094 | 18.7 | 10.9886 | 19.0241 | 19.0241 | 18.5071 | 10.5884 | 19.0905 | 19.0905 | 18.2668 | 10.4548 | 19.1201 | 19.1201 | 18.037 | 10.6494 | 18.3826 | 18.3826 | 18.3826 | 13.2892 | 18.4255 | 18.4255 | 18.4255 | 12.9395 | 18.4848 | 18.4848 | 18.4848 | 12.893 | 18.5182 | 18.5182 | 18.5182 | 12.6683 | 18.5569 | 18.5569 | 18.5569 | 12.6177 | 18.6028 | 18.6028 | 18.6028 | 12.4044 | 18.6574 | 18.6574 | 18.6574 | 12.1781 | 18.7217 | 18.7217 | 18.7217 | 12.0787 | 18.7852 | 18.7852 | 18.7852 | 11.866 | 18.8567 | 18.8567 | 18.8567 | 11.6819 | 19.1102 | 19.1102 | 18.6239 | 10.8539 | 19.312 | 19.312 | 18.2701 | 9.6672 | 19.4044 | 19.4044 | 18.0327 | 8.8842 | 19.4414 | 19.4414 | 17.8626 | 8.3576 | 18.3826 | 18.3826 | 18.3826 | 13.2892 | 18.4221 | 18.4221 | 18.4221 | 12.9449 | 18.4925 | 18.4925 | 18.4925 | 12.8504 | 18.5301 | 18.5301 | 18.5301 | 12.6073 | 18.5718 | 18.5718 | 18.5718 | 12.5439 | 18.6182 | 18.6182 | 18.6182 | 12.3334 | 18.6645 | 18.6645 | 18.6645 | 12.1266 | 18.7164 | 18.7164 | 18.7164 | 12.0612 | 18.7723 | 18.7723 | 18.7723 | 11.8733 | 18.8439 | 18.8439 | 18.8 | 11.5531 | 19.1031 | 19.1031 | 18.3542 | 10.039 | 19.2477 | 19.2477 | 17.9507 | 9.0566 | 19.2756 | 19.2756 | 17.6892 | 8.5702 | 19.2351 | 19.2351 | 17.5668 | 8.8819
ASHTON (GOLBORNE) | ORRELL | WASHWAY FARM / KIRKBY | 357056 | 400663 | primary | best view | 26.4001 | 13.5019 | 9.8494 | 11.3915 | 26.3941 | 13.128 | 9.5767 | 9.2826 | 26.4631 | 11.5252 | 8.4074 | 8.8696 | 26.5707 | 9.9304 | 7.2441 | 8.2169 | 26.7011 | 8.3396 | 6.0837 | 7.8391 | 26.8424 | 6.6738 | 4.8685 | 7.1787 | 26.9995 | 5.0253 | 3.6659 | 6.5211 | 27.1866 | 4.8769 | 3.5577 | 6.0178 | 27.4076 | 4.6791 | 3.4134 | 5.2047 | 27.4772 | 4.4571 | 3.2514 | 4.3168 | 24.6232 | 3.9941 | 2.9137 | 1.1348 | 31.2365 | 5.9485 | 4.3394 | -1.1398 | 32.5899 | 10.0047 | 7.2983 | -2.1863 | 33.8466 | 10.724 | 7.823 | -2.7993 | 26.3999 | 13.5019 | 9.8494 | 11.3915 | 26.3807 | 13.3031 | 9.7044 | 10.3248 | 26.4198 | 11.7375 | 8.5624 | 10.1525 | 26.4723 | 10.1611 | 7.4124 | 9.7773 | 26.5305 | 8.6333 | 6.2979 | 9.7112 | 26.6045 | 7.0232 | 5.1234 | 9.3349 | 26.7077 | 5.4568 | 3.9806 | 8.8877 | 26.8337 | 5.4302 | 3.9613 | 8.5544 | 26.9806 | 5.3334 | 3.8906 | 7.9214 | 27.1551 | 5.2279 | 3.8137 | 7.282 | 28.1006 | 5.0914 | 3.7141 | 5.3008 | 29.1195 | 6.4657 | 4.7166 | 3.6891 | 30.0349 | 8.7593 | 6.3898 | 2.6193 | 30.7797 | 9.1468 | 6.6725 | 2.0371 | 26.4001 | 13.5019 | 9.8494 | 11.3915 | 26.3928 | 13.1294 | 9.5777 | 9.2834 | 26.4667 | 11.527 | 8.4088 | 8.8672 | 26.5735 | 9.9307 | 7.2443 | 8.2148 | 26.7029 | 8.3402 | 6.084 | 7.8377 | 26.8473 | 6.6746 | 4.869 | 7.1754 | 27.0121 | 5.0279 | 3.6678 | 6.5131 | 27.1995 | 4.8834 | 3.5624 | 6.0096 | 27.4056 | 4.6846 | 3.4173 | 5.2066 | 27.584 | 4.4744 | 3.264 | 4.3983 | 25.1147 | 4.0739 | 2.9718 | 1.6019 | 30.3554 | 6.1501 | 4.4864 | -0.083541 | 31.4238 | 10.2392 | 7.4694 | -0.81502 | 32.2536 | 11.0553 | 8.0647 | -0.86353 | 26.4008 | 13.5019 | 9.8494 | 11.3915 | 26.3883 | 13.0968 | 9.554 | 9.2909 | 26.4703 | 11.4494 | 8.3522 | 8.9031 | 26.6 | 9.6774 | 7.0595 | 8.2876 | 26.766 | 7.9674 | 5.8121 | 7.9937 | 26.9893 | 6.2042 | 4.5259 | 7.4135 | 27.2694 | 4.5053 | 3.2865 | 6.8211 | 26.8895 | 4.3617 | 3.1818 | 6.3906 | 25.7105 | 4.1705 | 3.0423 | 5.7254 | 24.4638 | 3.9683 | 2.8948 | 5.0298 | 19.3134 | 3.1328 | 2.2854 | 0.76692 | 25.7051 | 4.1696 | 3.0417 | -7.2074 | 36.1517 | 6.9625 | 5.0791 | -13.8075 | 36.8591 | 7.0316 | 5.1295 | -17.6482 | 26.4008 | 13.5019 | 9.8494 | 11.3915 | 26.3802 | 13.1798 | 9.6145 | 9.3562 | 26.5063 | 13.1978 | 9.6276 | 8.7908 | 26.6562 | 12.6053 | 9.1954 | 8.1461 | 26.8399 | 12.5236 | 9.1358 | 7.8608 | 27.1518 | 12.0989 | 8.826 | 7.2661 | 27.5116 | 11.8411 | 8.6379 | 6.6911 | 27.9547 | 11.7157 | 8.5465 | 6.2868 | 28.4987 | 11.507 | 8.3942 | 5.4071 | 29.2309 | 11.1277 | 8.1175 | 3.5645 | 32.7782 | 10.1972 | 7.4387 | -4.753 | 35.0095 | 8.5702 | 6.2518 | -11.722 | 35.8854 | 7.6127 | 5.5534 | -15.7682 | 35.7845 | 7.4974 | 5.4693 | -15.4665
ASHTON (RIBBLE) | RIBBLE | PENWORTHAM EAST / ROCHDALE | 350275 | 430526 | primary | best view | 5.416 | 5.416 | 5.416 | 3.8483 | 5.429 | 5.429 | 5.429 | 1.4894 | 5.4971 | 5.4971 | 5.4971 | 1.1472 | 5.5801 | 5.5801 | 5.5801 | 0.75863 | 5.677 | 5.677 | 5.677 | 0.50942 | 5.7719 | 5.7719 | 5.7719 | 0.17123 | 5.874 | 5.874 | 5.874 | -0.19878 | 5.9885 | 5.9885 | 5.9885 | -0.57762 | 6.115 | 6.115 | 6.115 | -0.95515 | 6.289 | 6.289 | 6.289 | -1.4659 | 6.9573 | 6.9573 | 6.9573 | -3.1942 | 7.39 | 7.39 | 7.39 | -3.9128 | 7.6351 | 7.6351 | 7.6351 | -3.9857 | 7.7936 | 7.7936 | 7.7936 | -3.6191 | 5.4155 | 5.4155 | 5.4155 | 3.8483 | 5.4309 | 5.4309 | 5.4309 | 2.7001 | 5.4814 | 5.4814 | 5.4814 | 2.4868 | 5.5195 | 5.5195 | 5.5195 | 2.2612 | 5.5706 | 5.5706 | 5.5706 | 2.2131 | 5.6324 | 5.6324 | 5.6324 | 2.0342 | 5.7 | 5.7 | 5.7 | 1.7957 | 5.7648 | 5.7648 | 5.7648 | 1.5416 | 5.8349 | 5.8349 | 5.8349 | 1.2763 | 5.9085 | 5.9085 | 5.9085 | 0.96561 | 6.23 | 6.23 | 6.23 | -0.066474 | 6.527 | 6.527 | 6.527 | -0.75705 | 6.6491 | 6.6491 | 6.6491 | -1.1609 | 6.7403 | 6.7403 | 6.7403 | -1.3281 | 5.416 | 5.416 | 5.416 | 3.8483 | 5.4289 | 5.4289 | 5.4289 | 1.4895 | 5.497 | 5.497 | 5.497 | 1.1473 | 5.58 | 5.58 | 5.58 | 0.75872 | 5.6767 | 5.6767 | 5.6767 | 0.50956 | 5.7719 | 5.7719 | 5.7719 | 0.17119 | 5.8746 | 5.8746 | 5.8746 | -0.1992 | 5.9893 | 5.9893 | 5.9893 | -0.57812 | 6.1159 | 6.1159 | 6.1159 | -0.95571 | 6.2791 | 6.2791 | 6.2791 | -1.4211 | 6.8917 | 6.8917 | 6.8917 | -2.997 | 7.2637 | 7.2637 | 7.2637 | -3.6576 | 7.5012 | 7.5012 | 7.5012 | -3.7415 | 7.6288 | 7.6288 | 7.6288 | -3.3961 | 5.4174 | 5.4174 | 5.4174 | 3.8483 | 5.4372 | 5.4372 | 5.4372 | 1.4848 | 5.5313 | 5.5313 | 5.5313 | 1.152 | 5.6497 | 5.6497 | 5.6497 | 0.7692 | 5.783 | 5.783 | 5.783 | 0.55902 | 5.9468 | 5.9468 | 5.9468 | 0.24848 | 6.1461 | 6.1461 | 6.1461 | -0.1083 | 6.3667 | 6.3667 | 6.3667 | -0.46383 | 6.5832 | 6.5832 | 6.5832 | -0.77071 | 6.814 | 6.814 | 6.814 | -1.129 | 7.5938 | 7.5938 | 7.5938 | -2.8304 | 8.1361 | 8.1361 | 8.1361 | -5.2145 | 8.4223 | 8.4223 | 8.4223 | -6.8605 | 8.5647 | 8.5647 | 8.5647 | -7.9114 | 5.4174 | 5.4174 | 5.4174 | 3.8483 | 5.4323 | 5.4323 | 5.4323 | 1.5055 | 5.5739 | 5.5739 | 5.5739 | 1.0302 | 5.6959 | 5.6959 | 5.6959 | 0.63547 | 5.8494 | 5.8494 | 5.8494 | 0.39173 | 6.0234 | 6.0234 | 6.0234 | 0.099353 | 6.2264 | 6.2264 | 6.2264 | -0.22658 | 6.4196 | 6.4196 | 6.4196 | -0.53075 | 6.6032 | 6.6032 | 6.6032 | -0.83688 | 6.8292 | 6.8292 | 6.8292 | -1.5206 | 7.5761 | 7.5761 | 7.5761 | -4.5247 | 7.9626 | 7.9626 | 7.9626 | -6.5304 | 8.0726 | 8.0726 | 8.0726 | -7.586 | 8.0212 | 8.0212 | 8.0212 | -7.0397
ASHTON ON MERSEY | SALE | CARRINGTON | 377188 | 392252 | primary | best view | 29.1243 | 9.1423 | 6.6692 | 14.7791 | 29.0964 | 9.005 | 6.569 | 14.1233 | 29.1276 | 8.8807 | 6.4783 | 13.8758 | 29.1905 | 8.7083 | 6.3526 | 13.6537 | 29.2703 | 8.4705 | 6.1791 | 13.0819 | 29.3611 | 8.2581 | 6.0241 | 12.8468 | 29.4586 | 8.0098 | 5.843 | 12.4671 | 29.5684 | 8.064 | 5.8825 | 12.3879 | 29.6878 | 7.9676 | 5.8122 | 11.5828 | 29.8284 | 7.9316 | 5.786 | 11.294 | 30.3727 | 7.442 | 5.4288 | 9.4035 | 30.7605 | 7.0556 | 5.147 | 8.5138 | 30.9954 | 7.1976 | 5.2505 | 8.4737 | 31.1396 | 7.195 | 5.2487 | 8.74 | 29.1236 | 9.1423 | 6.6692 | 14.7791 | 29.1047 | 9.0404 | 6.5949 | 14.2866 | 29.1259 | 8.9981 | 6.564 | 14.1523 | 29.1709 | 8.9318 | 6.5156 | 14.1021 | 29.2203 | 8.8331 | 6.4436 | 13.7492 | 29.2822 | 8.7608 | 6.3909 | 13.6681 | 29.3575 | 8.6687 | 6.3237 | 13.3989 | 29.4458 | 8.6419 | 6.3041 | 13.3947 | 29.5467 | 8.4841 | 6.189 | 12.7001 | 29.6347 | 8.4204 | 6.1426 | 12.5975 | 29.8576 | 8.0933 | 5.904 | 11.4464 | 30.035 | 7.7261 | 5.6361 | 10.5173 | 30.1594 | 7.8157 | 5.7015 | 10.0887 | 30.2478 | 7.8626 | 5.7356 | 9.7157 | 29.1243 | 9.1423 | 6.6692 | 14.7791 | 29.0964 | 9.0054 | 6.5693 | 14.1233 | 29.1276 | 8.8818 | 6.4791 | 13.8758 | 29.1904 | 8.7078 | 6.3522 | 13.6537 | 29.2703 | 8.4692 | 6.1782 | 13.0819 | 29.3611 | 8.2563 | 6.0229 | 12.8468 | 29.4589 | 8.0124 | 5.845 | 12.467 | 29.5687 | 8.0621 | 5.8812 | 12.3877 | 29.6881 | 7.9674 | 5.8121 | 11.5826 | 29.817 | 7.9359 | 5.7891 | 11.3532 | 30.311 | 7.4904 | 5.4642 | 9.6491 | 30.6606 | 7.1245 | 5.1972 | 8.8136 | 30.8809 | 7.2557 | 5.2929 | 8.7494 | 31.0148 | 7.251 | 5.2895 | 8.9734 | 29.1256 | 9.1423 | 6.6692 | 14.7791 | 29.0937 | 9.0404 | 6.5949 | 14.1345 | 29.1294 | 8.9886 | 6.5571 | 13.9234 | 29.2071 | 8.8849 | 6.4814 | 13.7401 | 29.3119 | 8.7062 | 6.351 | 13.2335 | 29.4381 | 8.5773 | 6.257 | 13.061 | 29.5821 | 8.4417 | 6.1581 | 12.7336 | 29.7494 | 8.3395 | 6.0835 | 12.5853 | 29.9346 | 8.1645 | 5.9559 | 12.0329 | 30.1546 | 8.0545 | 5.8756 | 11.8141 | 30.903 | 7.2653 | 5.2999 | 9.5872 | 31.5413 | 6.0954 | 4.4465 | 5.0199 | 31.861 | 5.2173 | 3.806 | 1.887 | 28.8771 | 4.6842 | 3.417 | -0.35165 | 29.1256 | 9.1423 | 6.6692 | 14.7791 | 29.0772 | 9.0195 | 6.5796 | 14.1844 | 29.1388 | 8.8082 | 6.4254 | 13.7893 | 29.213 | 8.5639 | 6.2473 | 13.6108 | 29.3091 | 8.3451 | 6.0877 | 13.1272 | 29.4192 | 8.366 | 6.1029 | 13.0154 | 29.5493 | 8.2651 | 6.0292 | 12.7521 | 29.6949 | 8.2249 | 5.9999 | 12.6779 | 29.862 | 8.09 | 5.9016 | 12.1247 | 30.09 | 7.8711 | 5.7418 | 11.1276 | 30.8504 | 6.7107 | 4.8954 | 6.0255 | 31.3037 | 5.678 | 4.142 | 1.9635 | 31.4089 | 5.2654 | 3.841 | 0.051137 | 31.2894 | 5.3095 | 3.8732 | 0.88105
ASHTON UNDER LYNE T11 & T12 | HARTSHEAD-HEYROD | STALYBRIDGE | 393275 | 399319 | primary | best view | 32.1643 | 6.4452 | 4.7017 | 9.5762 | 32.1555 | 6.4535 | 4.7078 | 9.5546 | 32.2142 | 6.4347 | 4.694 | 9.3269 | 32.3167 | 6.3909 | 4.6621 | 8.8868 | 32.4282 | 6.3193 | 4.6098 | 8.7476 | 32.5496 | 6.2201 | 4.5375 | 8.3303 | 32.6811 | 6.0916 | 4.4438 | 7.9713 | 32.8279 | 5.9499 | 4.3403 | 7.6205 | 32.9981 | 5.8267 | 4.2505 | 7.247 | 33.1924 | 5.5515 | 4.0497 | 6.691 | 31.284 | 5.0746 | 3.7018 | 5.0105 | 28.8003 | 4.6717 | 3.4079 | 3.984 | 26.8967 | 4.3629 | 3.1827 | 3.6647 | 25.0011 | 4.0554 | 2.9584 | 3.6237 | 32.164 | 6.4452 | 4.7017 | 9.5762 | 32.163 | 6.4593 | 4.7119 | 9.6164 | 32.2191 | 6.4435 | 4.7005 | 9.5195 | 32.3072 | 6.3791 | 4.6535 | 9.2711 | 32.4003 | 6.3558 | 4.6365 | 9.3373 | 32.514 | 6.2576 | 4.5649 | 9.0931 | 32.661 | 6.1396 | 4.4787 | 8.8337 | 32.8412 | 6.0542 | 4.4164 | 8.5335 | 33.0554 | 5.9593 | 4.3472 | 8.0631 | 33.3114 | 5.8238 | 4.2484 | 7.4313 | 33.7571 | 5.5361 | 4.0385 | 6.3274 | 31.9137 | 5.1767 | 3.7763 | 5.561 | 32.6781 | 5.3007 | 3.8668 | 5.1357 | 33.0312 | 5.358 | 3.9086 | 4.937 | 32.1643 | 6.4452 | 4.7017 | 9.5762 | 32.1551 | 6.4538 | 4.7079 | 9.5546 | 32.218 | 6.4352 | 4.6944 | 9.327 | 32.3205 | 6.3918 | 4.6627 | 8.887 | 32.4317 | 6.3208 | 4.6109 | 8.7478 | 32.5528 | 6.2176 | 4.5357 | 8.3303 | 32.6842 | 6.0843 | 4.4384 | 7.9707 | 32.8301 | 5.9659 | 4.352 | 7.6198 | 32.9877 | 5.8303 | 4.2531 | 7.2462 | 33.1643 | 5.5388 | 4.0405 | 6.7258 | 31.5145 | 5.112 | 3.7291 | 5.2095 | 29.1045 | 4.721 | 3.4439 | 4.2687 | 27.213 | 4.4142 | 3.2201 | 3.9496 | 25.3134 | 4.1061 | 2.9953 | 3.8947 | 32.1647 | 6.4452 | 4.7017 | 9.5762 | 32.1499 | 6.4064 | 4.6734 | 9.5485 | 32.2131 | 6.3306 | 4.6181 | 9.3258 | 32.324 | 6.1592 | 4.493 | 8.8829 | 32.4527 | 6.0093 | 4.3837 | 8.7355 | 32.6048 | 5.8151 | 4.242 | 8.299 | 32.7813 | 5.6157 | 4.0966 | 7.8976 | 32.988 | 5.4459 | 3.9727 | 7.4948 | 32.3804 | 5.2524 | 3.8316 | 7.0944 | 30.9788 | 5.0251 | 3.6657 | 6.5477 | 22.9408 | 3.7212 | 2.7146 | 4.1445 | 14.3 | 2.3196 | 1.6921 | -1.2661 | 6.6266 | 1.0749 | 0.78412 | -5.7368 | 1.2854 | 0.20851 | 0.15211 | -8.583 | 32.1647 | 6.4452 | 4.7017 | 9.5762 | 32.1179 | 6.4734 | 4.7223 | 9.6212 | 32.1831 | 6.5282 | 4.7622 | 9.3419 | 32.2734 | 6.4444 | 4.7011 | 8.9219 | 32.3763 | 6.3333 | 4.6201 | 8.8156 | 32.5009 | 6.0535 | 4.416 | 8.4477 | 32.6651 | 6.0075 | 4.3824 | 8.1147 | 32.8588 | 5.8493 | 4.267 | 7.7973 | 33.0886 | 5.6543 | 4.1248 | 7.3806 | 32.8079 | 5.3218 | 3.8822 | 6.122 | 22.4318 | 3.6387 | 2.6543 | 0.042409 | 12.5887 | 2.042 | 1.4896 | -5.076 | 7.3602 | 1.1939 | 0.87094 | -8.0281 | 6.6777 | 1.0832 | 0.79017 | -7.007
ASHTON UNDER LYNE T13 | HARTSHEAD-HEYROD | STALYBRIDGE | 393285 | 399329 | primary | best view | 19.9484 | 19.9484 | 15.859 | 11.3062 | 19.9387 | 19.9387 | 15.815 | 10.9888 | 19.9534 | 19.9534 | 15.7913 | 10.9098 | 19.9795 | 19.9795 | 15.7538 | 10.7633 | 20.0025 | 20.0025 | 15.7213 | 10.7885 | 20.0255 | 20.0255 | 15.6919 | 10.6626 | 20.0495 | 20.0495 | 15.6578 | 10.5661 | 20.0758 | 20.0758 | 15.6326 | 10.4943 | 20.1039 | 20.1039 | 15.5999 | 10.4019 | 20.1364 | 20.1364 | 15.5666 | 10.2561 | 20.2492 | 20.2492 | 15.4396 | 9.853 | 20.319 | 20.319 | 15.3051 | 9.6424 | 20.3467 | 20.3467 | 15.2144 | 9.5772 | 20.3489 | 20.3489 | 15.1926 | 9.6062 | 19.9484 | 19.9484 | 15.859 | 11.3062 | 19.9261 | 19.9261 | 15.8419 | 11.1948 | 19.9225 | 19.9225 | 15.8171 | 11.2042 | 19.9267 | 19.9267 | 15.7893 | 11.1535 | 19.9266 | 19.9266 | 15.782 | 11.2767 | 19.9289 | 19.9289 | 15.7515 | 11.2482 | 19.9397 | 19.9397 | 15.7223 | 11.2242 | 19.959 | 19.959 | 15.7082 | 11.1877 | 19.9866 | 19.9866 | 15.6861 | 11.1304 | 20.0223 | 20.0223 | 15.6533 | 11.0037 | 20.047 | 20.047 | 15.6095 | 10.8789 | 20.0573 | 20.0573 | 15.5749 | 10.8182 | 20.0523 | 20.0523 | 15.5893 | 10.8094 | 20.0385 | 20.0385 | 15.5957 | 10.8185 | 19.9484 | 19.9484 | 15.859 | 11.3062 | 19.9387 | 19.9387 | 15.8155 | 10.9888 | 19.9534 | 19.9534 | 15.7919 | 10.9098 | 19.9795 | 19.9795 | 15.7545 | 10.7633 | 20.0025 | 20.0025 | 15.7232 | 10.7885 | 20.0255 | 20.0255 | 15.6918 | 10.6626 | 20.0495 | 20.0495 | 15.6579 | 10.5661 | 20.0758 | 20.0758 | 15.6338 | 10.4943 | 20.1039 | 20.1039 | 15.6011 | 10.4019 | 20.1342 | 20.1342 | 15.5692 | 10.2652 | 20.2377 | 20.2377 | 15.4461 | 9.8947 | 20.3022 | 20.3022 | 15.3213 | 9.6968 | 20.3283 | 20.3283 | 15.2167 | 9.6317 | 20.3308 | 20.3308 | 15.2026 | 9.6553 | 19.9484 | 19.9484 | 15.859 | 11.3062 | 19.9353 | 19.9353 | 15.8111 | 10.9912 | 19.9482 | 19.9482 | 15.77 | 10.9183 | 19.9746 | 19.9746 | 15.7377 | 10.7762 | 20 | 20 | 15.7088 | 10.803 | 20.0278 | 20.0278 | 15.6598 | 10.6768 | 20.0595 | 20.0595 | 15.6196 | 10.5746 | 20.0961 | 20.0961 | 15.5845 | 10.4943 | 20.1354 | 20.1354 | 15.5433 | 10.4001 | 20.1811 | 20.1811 | 15.4988 | 10.2638 | 20.321 | 20.321 | 15.2479 | 9.687 | 20.4297 | 20.4297 | 14.9753 | 8.456 | 20.475 | 20.1917 | 14.7295 | 7.3134 | 20.4791 | 19.946 | 14.5503 | 6.6061 | 19.9484 | 19.9484 | 15.859 | 11.3062 | 19.9279 | 19.9279 | 15.8192 | 11.0094 | 19.9415 | 19.9415 | 15.7815 | 10.9171 | 19.9641 | 19.9641 | 15.736 | 10.7785 | 19.9848 | 19.9848 | 15.7082 | 10.8152 | 20.006 | 20.006 | 15.6701 | 10.7058 | 20.0314 | 20.0314 | 15.6299 | 10.6196 | 20.0599 | 20.0599 | 15.6011 | 10.56 | 20.0956 | 20.0956 | 15.5604 | 10.4589 | 20.1418 | 20.1418 | 15.4897 | 10.1135 | 20.289 | 20.289 | 15.1604 | 8.7031 | 20.3589 | 20.3426 | 14.8396 | 7.3971 | 20.3569 | 20.0831 | 14.6503 | 6.641 | 20.2916 | 20.1039 | 14.6655 | 7.0114
ASHWOOD DALE | BUXTON | STALYBRIDGE | 406537 | 373050 | primary | best view | 31.8142 | 9.7992 | 7.1484 | 12.1057 | 31.791 | 9.7498 | 7.1123 | 11.8746 | 31.8174 | 9.6674 | 7.0522 | 11.8942 | 31.8894 | 9.5232 | 6.947 | 11.5905 | 31.9611 | 9.3766 | 6.8401 | 11.4995 | 32.0384 | 9.2267 | 6.7307 | 11.1634 | 32.1192 | 9.0868 | 6.6287 | 10.8915 | 32.2061 | 8.9988 | 6.5645 | 10.6804 | 32.2985 | 8.8645 | 6.4665 | 10.321 | 32.4027 | 8.7262 | 6.3657 | 9.9472 | 32.7301 | 8.2998 | 6.0546 | 8.6529 | 33.0037 | 7.8633 | 5.7362 | 7.7444 | 33.1781 | 8.5279 | 6.221 | 7.3304 | 33.2995 | 8.2923 | 6.0491 | 7.2589 | 31.8139 | 9.7992 | 7.1484 | 12.1057 | 31.7939 | 9.7523 | 7.1142 | 11.86 | 31.8172 | 9.2541 | 6.7507 | 11.8815 | 31.8807 | 8.6932 | 6.3416 | 11.6359 | 31.9438 | 8.2385 | 6.0099 | 11.6056 | 32.0095 | 7.6789 | 5.6016 | 11.297 | 32.0635 | 7.0331 | 5.1306 | 11.0062 | 32.1396 | 6.9074 | 5.0388 | 10.7514 | 32.2377 | 6.7298 | 4.9093 | 10.3172 | 32.3548 | 6.6071 | 4.8198 | 9.9044 | 32.4851 | 6.827 | 4.9802 | 9.0831 | 32.5925 | 6.9402 | 5.0628 | 8.3269 | 32.6733 | 7.9642 | 5.8098 | 7.8341 | 32.7274 | 9.574 | 6.9841 | 7.4598 | 31.8142 | 9.7992 | 7.1484 | 12.1057 | 31.7909 | 9.7497 | 7.1122 | 11.8746 | 31.8173 | 9.6673 | 7.0522 | 11.8943 | 31.8892 | 9.5234 | 6.9472 | 11.5906 | 31.9609 | 9.3573 | 6.826 | 11.4996 | 32.0385 | 9.2305 | 6.7335 | 11.1633 | 32.12 | 9.1079 | 6.6441 | 10.8911 | 32.207 | 9.0424 | 6.5963 | 10.6799 | 32.2996 | 8.8883 | 6.4839 | 10.3204 | 32.399 | 8.7353 | 6.3723 | 9.9676 | 32.6952 | 8.3131 | 6.0643 | 8.747 | 32.9187 | 7.8812 | 5.7492 | 7.8768 | 33.0699 | 8.5499 | 6.237 | 7.4627 | 33.1543 | 8.328 | 6.0752 | 7.3921 | 31.8147 | 9.7992 | 7.1484 | 12.1057 | 31.7829 | 9.7166 | 7.0881 | 11.8628 | 31.8056 | 9.8226 | 7.1655 | 11.8836 | 31.8818 | 9.691 | 7.0694 | 11.5664 | 31.9594 | 9.5664 | 6.9785 | 11.4619 | 32.0496 | 9.3778 | 6.841 | 11.0943 | 32.1525 | 9.2194 | 6.7254 | 10.7591 | 32.269 | 9.0019 | 6.5668 | 10.477 | 32.3951 | 8.777 | 6.4027 | 10.0844 | 32.5394 | 8.5418 | 6.2311 | 9.7465 | 33.0105 | 7.8243 | 5.7077 | 7.6826 | 33.4927 | 6.8162 | 4.9723 | 2.6632 | 33.7172 | 6.3288 | 4.6168 | -1.1693 | 33.7872 | 5.6456 | 4.1184 | -3.8188 | 31.8147 | 9.7992 | 7.1484 | 12.1057 | 31.7551 | 9.759 | 7.1191 | 11.948 | 31.7699 | 9.5434 | 6.9618 | 11.96 | 31.8195 | 9.2915 | 6.778 | 11.6915 | 31.8716 | 8.9616 | 6.5373 | 11.6313 | 31.934 | 8.4033 | 6.1301 | 11.3279 | 32.011 | 7.8943 | 5.7588 | 11.0689 | 32.0988 | 7.7537 | 5.6562 | 10.8667 | 32.2013 | 7.596 | 5.5412 | 10.4519 | 32.349 | 7.3235 | 5.3424 | 9.2919 | 32.9094 | 7.0926 | 5.1739 | 3.864 | 33.2889 | 5.6387 | 4.1133 | -0.74696 | 30.1227 | 4.8862 | 3.5644 | -3.3498 | 30.1913 | 4.8973 | 3.5725 | -2.6211
ASKAM & DALTON | ULVERSTON | HARKER / HUTTON | 321558 | 477806 | primary | best view | 15.7728 | 9.7123 | 6.9804 | 10.3534 | 15.7971 | 9.5481 | 6.8624 | 9.6106 | 15.9133 | 9.4788 | 6.8126 | 9.4666 | 16.0914 | 9.2504 | 6.6484 | 8.8994 | 16.2561 | 9.09 | 6.5332 | 8.7174 | 16.4219 | 8.849 | 6.3599 | 8.1324 | 16.5952 | 8.6081 | 6.1868 | 7.5708 | 16.783 | 8.4231 | 6.0539 | 7.2874 | 16.9808 | 8.2069 | 5.8985 | 6.7157 | 17.3657 | 7.9025 | 5.6797 | 5.7304 | 18.9646 | 6.7134 | 4.8251 | 2.6347 | 19.4388 | 5.7755 | 4.151 | 1.013 | 19.6429 | 5.3231 | 3.8258 | 0.43031 | 19.6264 | 4.9398 | 3.5503 | 1.2138 | 15.7725 | 9.7123 | 6.9804 | 10.3534 | 15.7702 | 9.5977 | 6.8981 | 9.8565 | 15.8262 | 9.5669 | 6.8759 | 9.8376 | 15.8472 | 9.4577 | 6.7974 | 9.583 | 15.8713 | 9.4263 | 6.7748 | 9.6927 | 15.9106 | 9.3022 | 6.6857 | 9.3578 | 15.9701 | 9.1787 | 6.5969 | 8.9838 | 16.0479 | 9.1003 | 6.5406 | 8.8422 | 16.1428 | 8.9612 | 6.4406 | 8.3923 | 16.2513 | 8.7966 | 6.3223 | 7.8113 | 16.6824 | 8.3824 | 6.0246 | 6.6207 | 17.4286 | 7.9039 | 5.6807 | 5.2263 | 17.663 | 7.6519 | 5.4996 | 4.0708 | 17.6273 | 7.5371 | 5.4171 | 3.4666 | 15.7728 | 9.7123 | 6.9804 | 10.3534 | 15.7971 | 9.5481 | 6.8624 | 9.6106 | 15.9132 | 9.4789 | 6.8127 | 9.4666 | 16.0913 | 9.2573 | 6.6534 | 8.8995 | 16.256 | 9.1015 | 6.5415 | 8.7174 | 16.422 | 8.8612 | 6.3687 | 8.1324 | 16.5955 | 8.5154 | 6.1202 | 7.5706 | 16.7834 | 8.47 | 6.0876 | 7.2872 | 16.9812 | 8.237 | 5.9201 | 6.7155 | 17.3533 | 7.922 | 5.6937 | 5.7843 | 18.894 | 6.6928 | 4.8103 | 2.867 | 19.3234 | 5.5685 | 4.0022 | 1.2977 | 19.5112 | 5.4646 | 3.9275 | 0.69112 | 19.4834 | 4.9998 | 3.5934 | 1.431 | 15.7727 | 9.7123 | 6.9804 | 10.3534 | 15.8386 | 9.529 | 6.8487 | 9.5296 | 16.0197 | 9.4147 | 6.7665 | 9.3213 | 16.2662 | 9.1443 | 6.5722 | 8.7056 | 16.5633 | 8.9387 | 6.4244 | 8.4248 | 16.9255 | 8.6279 | 6.201 | 7.6856 | 17.3727 | 8.3125 | 5.9743 | 6.8917 | 17.8762 | 8.0694 | 5.7997 | 6.3761 | 18.2564 | 7.7998 | 5.6059 | 5.6758 | 18.6758 | 7.4848 | 5.3795 | 4.8465 | 19.7582 | 6.0422 | 4.3427 | 1.3484 | 20.7297 | 4.1363 | 2.9728 | -4.9288 | 19.1938 | 3.1601 | 2.2712 | -9.0787 | 13.7348 | 2.2613 | 1.6253 | -11.839 | 15.7727 | 9.7123 | 6.9804 | 10.3534 | 15.8131 | 9.5501 | 6.8639 | 9.6273 | 16.0179 | 9.3958 | 6.7529 | 9.3259 | 16.2922 | 9.0806 | 6.5264 | 8.7066 | 16.6349 | 8.8099 | 6.3319 | 8.4144 | 17.0796 | 8.2367 | 5.9198 | 7.6624 | 17.4969 | 7.8233 | 5.6228 | 6.99 | 17.9482 | 7.5859 | 5.4522 | 6.6338 | 18.3037 | 7.321 | 5.2618 | 6.0065 | 18.7276 | 6.834 | 4.9117 | 4.2508 | 19.9136 | 4.5179 | 3.2471 | -3.1718 | 16.1636 | 2.6612 | 1.9127 | -8.4237 | 7.2132 | 1.1876 | 0.85355 | -11.0242 | 5.6836 | 0.93576 | 0.67255 | -9.5595
ASKERTON CASTLE | - | HARKER / HUTTON | 354779 | 568913 | primary | best view | 3.1194 | 3.1194 | 3.1194 | 1.5816 | 3.1227 | 3.1227 | 3.1227 | 1.5924 | 3.1387 | 3.1387 | 3.1387 | 1.5994 | 3.1552 | 3.1552 | 3.1552 | 1.551 | 3.166 | 3.166 | 3.166 | 1.5323 | 3.1771 | 3.1771 | 3.1771 | 1.5009 | 3.1889 | 3.1889 | 3.1889 | 1.4663 | 3.2023 | 3.2023 | 3.2023 | 1.4608 | 3.2203 | 3.2203 | 3.2203 | 1.4215 | 3.2504 | 3.2504 | 3.2504 | 1.3777 | 3.3883 | 3.3883 | 3.3883 | 1.153 | 3.4623 | 3.4623 | 3.4623 | 0.97581 | 3.4812 | 3.4812 | 3.4812 | 0.87631 | 3.4757 | 3.4757 | 3.4757 | 0.88553 | 3.1193 | 3.1193 | 3.1193 | 1.5816 | 3.1213 | 3.1213 | 3.1213 | 1.617 | 3.1321 | 3.1321 | 3.1321 | 1.6553 | 3.1397 | 3.1397 | 3.1397 | 1.6386 | 3.1464 | 3.1464 | 3.1464 | 1.6277 | 3.1518 | 3.1518 | 3.1518 | 1.6187 | 3.1584 | 3.1584 | 3.1584 | 1.5857 | 3.1663 | 3.1663 | 3.1663 | 1.625 | 3.1755 | 3.1755 | 3.1755 | 1.5822 | 3.1856 | 3.1856 | 3.1856 | 1.5335 | 3.2271 | 3.2271 | 3.2271 | 1.4347 | 3.3045 | 3.3045 | 3.3045 | 1.4017 | 3.3402 | 3.3402 | 3.3402 | 1.4 | 3.3506 | 3.3506 | 3.3506 | 1.4313 | 3.1194 | 3.1194 | 3.1194 | 1.5816 | 3.1227 | 3.1227 | 3.1227 | 1.5924 | 3.1387 | 3.1387 | 3.1387 | 1.5994 | 3.1552 | 3.1552 | 3.1552 | 1.551 | 3.166 | 3.166 | 3.166 | 1.5323 | 3.1771 | 3.1771 | 3.1771 | 1.5009 | 3.1889 | 3.1889 | 3.1889 | 1.4663 | 3.2023 | 3.2023 | 3.2023 | 1.4608 | 3.2203 | 3.2203 | 3.2203 | 1.4215 | 3.2489 | 3.2489 | 3.2489 | 1.3818 | 3.38 | 3.38 | 3.38 | 1.1799 | 3.4445 | 3.4445 | 3.4445 | 1.0146 | 3.4631 | 3.4631 | 3.4631 | 0.9183 | 3.4593 | 3.4593 | 3.4593 | 0.9259 | 3.1193 | 3.1193 | 3.1193 | 1.5816 | 3.1253 | 3.1253 | 3.1253 | 1.5948 | 3.1453 | 3.1453 | 3.1453 | 1.6017 | 3.1611 | 3.1611 | 3.1611 | 1.5514 | 3.1806 | 3.1806 | 3.1806 | 1.5258 | 3.2025 | 3.2025 | 3.2025 | 1.4803 | 3.2268 | 3.2268 | 3.2268 | 1.4282 | 3.2541 | 3.2541 | 3.2541 | 1.4057 | 3.2839 | 3.2839 | 3.2839 | 1.3406 | 3.3183 | 3.3183 | 3.3183 | 1.2654 | 3.4385 | 3.4385 | 3.4385 | 0.96908 | 3.5099 | 3.5099 | 3.5099 | 0.80071 | 3.5334 | 3.5334 | 3.5334 | 0.76238 | 3.5378 | 3.5378 | 3.5378 | 0.77032 | 3.1193 | 3.1193 | 3.1193 | 1.5816 | 3.1254 | 3.1254 | 3.1254 | 1.5955 | 3.1528 | 3.1528 | 3.1528 | 1.5964 | 3.1712 | 3.1712 | 3.1712 | 1.5429 | 3.1926 | 3.1926 | 3.1926 | 1.5023 | 3.2145 | 3.2145 | 3.2145 | 1.4566 | 3.2385 | 3.2385 | 3.2385 | 1.404 | 3.2639 | 3.2639 | 3.2639 | 1.3942 | 3.2908 | 3.2908 | 3.2908 | 1.3354 | 3.3248 | 3.3248 | 3.3248 | 1.2707 | 3.4354 | 3.4354 | 3.4354 | 1.016 | 3.4804 | 3.4804 | 3.4804 | 0.92467 | 3.4804 | 3.4804 | 3.4804 | 0.95727 | 3.4583 | 3.4583 | 3.4583 | 1.0326
ASPATRIA | STAINBURN & SIDDICK | HARKER / HUTTON | 314417 | 542840 | primary | best view | 13.9611 | 13.9611 | 12.8024 | 5.4525 | 13.9554 | 13.9554 | 12.7794 | 5.3726 | 13.996 | 13.996 | 12.3019 | 5.1249 | 14.0599 | 14.0599 | 11.7865 | 4.7609 | 14.125 | 14.125 | 11.2916 | 4.5716 | 14.1961 | 14.1961 | 10.7766 | 4.2319 | 14.275 | 14.275 | 10.2597 | 3.88 | 14.3664 | 14.158 | 10.1756 | 3.5866 | 14.4678 | 14.0344 | 10.0868 | 3.2495 | 14.5972 | 13.8568 | 9.9591 | 2.6201 | 15.1808 | 13.2415 | 9.5169 | 0.21768 | 15.669 | 13.0561 | 9.3837 | -1.2251 | 15.9914 | 15.9914 | 11.7616 | -1.9845 | 16.2253 | 16.2253 | 12.108 | -1.7629 | 13.9609 | 13.9609 | 12.8024 | 5.4525 | 13.9505 | 13.9505 | 12.7908 | 5.4166 | 13.9737 | 13.9737 | 12.3333 | 5.2297 | 14.006 | 14.006 | 11.8666 | 5.0488 | 14.0395 | 14.0395 | 11.423 | 5.0196 | 14.0813 | 14.0813 | 10.9475 | 4.7992 | 14.1355 | 14.1355 | 10.4689 | 4.5382 | 14.204 | 14.204 | 10.4167 | 4.3375 | 14.2851 | 14.2851 | 10.3559 | 4.0859 | 14.3798 | 14.3025 | 10.2795 | 3.7266 | 14.6101 | 14.005 | 10.0657 | 2.7534 | 14.8532 | 13.6534 | 9.8129 | 1.3671 | 15.0555 | 15.0555 | 11.1958 | 0.13774 | 15.2072 | 15.2072 | 12.6647 | -0.7107 | 13.9611 | 13.9611 | 12.8024 | 5.4525 | 13.9553 | 13.9553 | 12.7794 | 5.3726 | 13.9965 | 13.9965 | 12.3021 | 5.1249 | 14.0602 | 14.0602 | 11.7871 | 4.7609 | 14.1251 | 14.1251 | 11.2927 | 4.5717 | 14.1968 | 14.1968 | 10.778 | 4.2316 | 14.2768 | 14.2768 | 10.2699 | 3.8789 | 14.3683 | 14.173 | 10.1864 | 3.5855 | 14.468 | 14.0411 | 10.0916 | 3.249 | 14.5881 | 13.8561 | 9.9587 | 2.649 | 15.1195 | 13.1804 | 9.473 | 0.35688 | 15.5055 | 12.9892 | 9.3356 | -1.0114 | 15.7698 | 15.7698 | 11.7139 | -1.7562 | 15.9259 | 15.9259 | 12.0698 | -1.5148 | 13.9616 | 13.9616 | 12.8024 | 5.4525 | 13.9541 | 13.9541 | 12.7684 | 5.3176 | 14.0019 | 14.0019 | 12.2803 | 5.0161 | 14.0779 | 14.0779 | 11.7536 | 4.6043 | 14.1702 | 14.1702 | 11.2415 | 4.3258 | 14.2862 | 14.2862 | 10.6891 | 3.8385 | 14.427 | 14.0976 | 10.1322 | 3.2796 | 14.5958 | 13.9125 | 9.9992 | 2.8008 | 14.7842 | 13.7379 | 9.8737 | 2.3504 | 14.9893 | 13.526 | 9.7214 | 1.8004 | 15.8181 | 12.6088 | 9.0622 | -0.67946 | 16.5556 | 11.7909 | 8.4744 | -4.173 | 16.9548 | 14.7441 | 10.5969 | -6.2986 | 17.1441 | 14.9162 | 10.7206 | -7.797 | 13.9616 | 13.9616 | 12.8024 | 5.4525 | 13.9434 | 13.9434 | 12.7782 | 5.3654 | 14.0097 | 14.0097 | 12.7012 | 5.0229 | 14.0875 | 14.0875 | 12.5746 | 4.5826 | 14.1848 | 14.1848 | 12.4601 | 4.2615 | 14.3029 | 14.3029 | 12.1866 | 3.7873 | 14.4433 | 14.4433 | 12.0142 | 3.2902 | 14.5926 | 14.5926 | 11.9072 | 2.871 | 14.7596 | 14.7596 | 11.8278 | 2.4576 | 14.9704 | 14.9704 | 11.6966 | 1.5114 | 15.8201 | 15.8201 | 11.3727 | -2.7979 | 16.3923 | 14.8057 | 10.6411 | -5.7236 | 16.5944 | 15.4642 | 11.1145 | -7.0696 | 16.5734 | 15.3196 | 11.0105 | -6.5471
ATHERTON TOWN CENTRE | ATHERTON | KEARSLEY | 367546 | 403338 | primary | best view | 32.8295 | 5.4051 | 3.8848 | 21.2557 | 31.7321 | 5.2244 | 3.7549 | 19.969 | 32.0099 | 5.2702 | 3.7878 | 19.7759 | 30.7045 | 5.0553 | 3.6333 | 18.3445 | 29.2371 | 4.8137 | 3.4597 | 17.2569 | 26.0177 | 4.2836 | 3.0787 | 14.9806 | 23.3166 | 3.8389 | 2.7591 | 12.8526 | 21.0783 | 3.4704 | 2.4942 | 11.1311 | 16.795 | 2.7652 | 1.9874 | 7.5461 | 14.1532 | 2.3302 | 1.6748 | 5.6392 | 6.5165 | 1.0729 | 0.7711 | 1.6767 | 1.6024 | 0.26383 | 0.18962 | -0.29282 | 2.6844 | 0.44197 | 0.31765 | -0.6979 | 2.6844 | 0.44197 | 0.31765 | -0.59406 | 32.8295 | 5.4051 | 3.8848 | 21.2557 | 31.5057 | 5.1872 | 3.7281 | 20.3535 | 31.8371 | 5.2417 | 3.7673 | 20.3287 | 30.6065 | 5.0391 | 3.6217 | 19.633 | 29.5898 | 4.8717 | 3.5014 | 19.3347 | 28.3763 | 4.6719 | 3.3578 | 18.4323 | 27.5774 | 4.5404 | 3.2633 | 17.5622 | 25.8847 | 4.2617 | 3.063 | 16.6703 | 23.5751 | 3.8815 | 2.7897 | 14.7446 | 22.3828 | 3.6852 | 2.6486 | 13.6745 | 18.9028 | 3.1122 | 2.2368 | 11.27 | 17.3765 | 2.8609 | 2.0562 | 9.5442 | 16.1881 | 2.6653 | 1.9156 | 8.2778 | 14.9347 | 2.4589 | 1.7673 | 7.5422 | 32.8295 | 5.4051 | 3.8848 | 21.2557 | 31.2496 | 5.145 | 3.6978 | 19.9694 | 31.6355 | 5.2085 | 3.7435 | 19.7765 | 30.4384 | 5.0115 | 3.6018 | 18.3455 | 28.9585 | 4.7678 | 3.4267 | 17.2582 | 25.8662 | 4.2587 | 3.0608 | 14.9803 | 23.132 | 3.8085 | 2.7372 | 12.8487 | 20.8985 | 3.4408 | 2.473 | 11.1266 | 16.5312 | 2.7217 | 1.9562 | 7.541 | 14.096 | 2.3208 | 1.668 | 5.7378 | 6.8687 | 1.1309 | 0.81278 | 2.2015 | 2.3612 | 0.38876 | 0.27941 | 0.52198 | 2.6844 | 0.44197 | 0.31765 | 0.16113 | 2.6844 | 0.44197 | 0.31765 | 0.36452 | 32.8295 | 5.4051 | 3.8848 | 21.2557 | 31.4398 | 5.1763 | 3.7203 | 19.9658 | 30.6756 | 5.0505 | 3.6299 | 19.8014 | 27.7361 | 4.5665 | 3.2821 | 18.4151 | 25.0267 | 4.1205 | 2.9615 | 17.4261 | 20.993 | 3.4563 | 2.4841 | 15.2523 | 17.0181 | 2.8019 | 2.0138 | 13.2084 | 14.0966 | 2.3209 | 1.6681 | 11.5914 | 9.2146 | 1.5171 | 1.0904 | 8.2139 | 6.2228 | 1.0245 | 0.73636 | 6.2228 | 2.6844 | 0.44197 | 0.31765 | 1.4282 | 2.6844 | 0.44197 | 0.31765 | -9.2478 | 2.6844 | 0.44197 | 0.31765 | -17.8351 | 2.6844 | 0.44197 | 0.31765 | -23.4183 | 32.8295 | 5.4051 | 3.8848 | 21.2557 | 31.4967 | 5.1857 | 3.7271 | 20.0982 | 32.5879 | 5.3654 | 3.8562 | 19.7005 | 30.0852 | 4.9533 | 3.56 | 18.3161 | 27.9202 | 4.5968 | 3.3038 | 17.3802 | 24.2867 | 3.9986 | 2.8739 | 15.3178 | 20.5768 | 3.3878 | 2.4349 | 13.3776 | 18.2077 | 2.9978 | 2.1546 | 11.8947 | 13.6447 | 2.2465 | 1.6146 | 8.415 | 9.0884 | 1.4963 | 1.0754 | 5.132 | 2.6844 | 0.44197 | 0.31765 | -6.9836 | 2.6844 | 0.44197 | 0.31765 | -16.4326 | 2.6844 | 0.44197 | 0.31765 | -22.11 | 2.6844 | 0.44197 | 0.31765 | -20.5156
ATHLETIC ST | BURNLEY | ROCHDALE | 385381 | 432208 | primary | best view | 22.0875 | 14.0235 | 10.2299 | 10.5025 | 22.0803 | 13.5423 | 9.8789 | 10.1664 | 22.1146 | 13.1623 | 9.6017 | 9.9419 | 22.1682 | 12.7888 | 9.3293 | 9.7307 | 22.239 | 12.434 | 9.0704 | 9.4173 | 22.3202 | 12.0541 | 8.7933 | 8.9154 | 22.4081 | 11.9081 | 8.6868 | 8.4435 | 22.5087 | 11.8184 | 8.6213 | 8.1932 | 22.6176 | 11.6786 | 8.5194 | 7.6744 | 22.7478 | 11.5369 | 8.416 | 7.1751 | 23.3091 | 10.9895 | 8.0167 | 5.3245 | 23.7341 | 11.0196 | 8.0387 | 4.4074 | 23.9867 | 12.4933 | 9.1137 | 4.2987 | 24.1752 | 12.7237 | 9.2818 | 4.5879 | 22.0872 | 14.0235 | 10.2299 | 10.5025 | 22.0936 | 13.5694 | 9.8987 | 10.2752 | 22.1285 | 13.2309 | 9.6517 | 10.1119 | 22.1705 | 12.9307 | 9.4328 | 10.0397 | 22.22 | 12.6407 | 9.2212 | 9.8946 | 22.2815 | 12.3268 | 8.9922 | 9.5365 | 22.3542 | 12.2446 | 8.9322 | 9.17 | 22.4377 | 12.2019 | 8.9011 | 9.0027 | 22.531 | 12.1128 | 8.8361 | 8.5674 | 22.6341 | 12.0278 | 8.7741 | 8.2316 | 22.8551 | 11.8324 | 8.6316 | 7.2816 | 23.0369 | 11.8225 | 8.6244 | 6.468 | 23.1827 | 12.1943 | 8.8956 | 5.9901 | 23.2989 | 12.5478 | 9.1535 | 5.6143 | 22.0875 | 14.0235 | 10.2299 | 10.5025 | 22.0803 | 13.5439 | 9.8801 | 10.1664 | 22.1144 | 13.1648 | 9.6036 | 9.942 | 22.168 | 12.7927 | 9.3321 | 9.7308 | 22.2387 | 12.4387 | 9.0738 | 9.4175 | 22.3203 | 12.0592 | 8.797 | 8.9153 | 22.4089 | 11.9224 | 8.6972 | 8.4431 | 22.5097 | 11.8266 | 8.6273 | 8.1927 | 22.6187 | 11.6869 | 8.5254 | 7.6738 | 22.7388 | 11.5445 | 8.4215 | 7.2176 | 23.2456 | 11.0194 | 8.0385 | 5.5467 | 23.6121 | 11.0704 | 8.0757 | 4.6965 | 23.8389 | 12.5334 | 9.1429 | 4.5749 | 23.9929 | 12.7693 | 9.315 | 4.8266 | 22.0881 | 14.0235 | 10.2299 | 10.5025 | 22.0802 | 13.6024 | 9.9228 | 10.1558 | 22.1224 | 13.225 | 9.6475 | 9.9305 | 22.1926 | 12.7404 | 9.294 | 9.7228 | 22.2917 | 12.4231 | 9.0625 | 9.4267 | 22.4147 | 12.0101 | 8.7612 | 8.9315 | 22.5577 | 11.5422 | 8.4198 | 8.4371 | 22.7216 | 11.3814 | 8.3026 | 8.1664 | 22.898 | 11.2646 | 8.2174 | 7.6838 | 23.1084 | 11.1585 | 8.1399 | 7.3195 | 23.9103 | 10.4687 | 7.6367 | 5.1396 | 24.6207 | 9.5308 | 6.9526 | 0.53825 | 25.032 | 9.2443 | 6.7436 | -2.808 | 25.2591 | 8.6297 | 6.2953 | -5.1113 | 22.0881 | 14.0235 | 10.2299 | 10.5025 | 22.0626 | 13.8698 | 10.1178 | 10.2195 | 22.122 | 13.4111 | 9.7832 | 9.9097 | 22.1918 | 13.1722 | 9.6089 | 9.7047 | 22.2872 | 13.0604 | 9.5274 | 9.4172 | 22.4006 | 13.031 | 9.506 | 8.9653 | 22.5259 | 12.8894 | 9.4027 | 8.5333 | 22.6698 | 12.833 | 9.3615 | 8.3405 | 22.8376 | 12.7184 | 9.2779 | 7.7989 | 23.0681 | 12.5057 | 9.1227 | 6.6579 | 23.9175 | 12.2216 | 8.9155 | 1.5033 | 24.4517 | 11.134 | 8.1221 | -2.5303 | 24.6431 | 10.5716 | 7.7118 | -4.6191 | 24.5891 | 10.5479 | 7.6945 | -3.8378
AVENHAM | PRESTON EAST | PENWORTHAM EAST / ROCHDALE | 354028 | 429192 | primary | best view | 23.5362 | 16.7391 | 12.2109 | 11.6923 | 23.5374 | 16.7178 | 12.1954 | 11.6912 | 23.5784 | 16.6768 | 12.1655 | 11.5586 | 23.6366 | 16.5684 | 12.0864 | 11.4103 | 23.6964 | 16.4531 | 12.0023 | 11.1373 | 23.7576 | 16.1185 | 11.7582 | 10.9228 | 23.8212 | 15.7248 | 11.471 | 10.755 | 23.8902 | 15.9356 | 11.6248 | 10.6384 | 23.9642 | 15.9858 | 11.6614 | 10.4059 | 24.0517 | 16.0267 | 11.6913 | 10.1737 | 24.3839 | 15.8361 | 11.5522 | 9.6985 | 24.5075 | 15.6495 | 11.4161 | 9.4465 | 24.5252 | 15.545 | 11.3399 | 9.4955 | 24.5016 | 15.325 | 11.1794 | 9.6234 | 23.536 | 16.7391 | 12.2109 | 11.6923 | 23.5319 | 16.716 | 12.1941 | 11.7275 | 23.5579 | 16.5195 | 12.0507 | 11.6644 | 23.5883 | 16.2544 | 11.8574 | 11.5198 | 23.6204 | 15.712 | 11.4617 | 11.2057 | 23.6608 | 15.8926 | 11.5934 | 10.8767 | 23.7152 | 15.7282 | 11.4735 | 10.3546 | 23.7832 | 15.6444 | 11.4124 | 9.7916 | 23.8654 | 15.5597 | 11.3506 | 9.1968 | 23.9613 | 15.4462 | 11.2678 | 8.3565 | 24.0771 | 15.5163 | 11.3189 | 8.2459 | 24.1544 | 15.6275 | 11.4 | 8.3028 | 24.1912 | 15.895 | 11.5952 | 8.3152 | 24.1877 | 16.1415 | 11.775 | 8.5711 | 23.5362 | 16.7391 | 12.2109 | 11.6923 | 23.5374 | 16.7175 | 12.1952 | 11.6912 | 23.5784 | 16.6793 | 12.1673 | 11.5586 | 23.6366 | 16.5674 | 12.0857 | 11.4103 | 23.6964 | 16.4527 | 12.002 | 11.1373 | 23.7576 | 16.1135 | 11.7546 | 10.9228 | 23.8212 | 15.7293 | 11.4743 | 10.755 | 23.8902 | 15.9377 | 11.6263 | 10.6384 | 23.9642 | 15.9919 | 11.6659 | 10.4059 | 24.046 | 16.0319 | 11.695 | 10.1884 | 24.3537 | 15.8435 | 11.5576 | 9.7646 | 24.4817 | 15.6668 | 11.4287 | 9.5328 | 24.497 | 15.5691 | 11.3575 | 9.5813 | 24.4741 | 15.3931 | 11.2291 | 9.7005 | 23.5365 | 16.7391 | 12.2109 | 11.6923 | 23.5375 | 16.7217 | 12.1982 | 11.6979 | 23.5847 | 16.6458 | 12.1429 | 11.5821 | 23.656 | 16.5549 | 12.0766 | 11.4473 | 23.7396 | 16.4392 | 11.9922 | 11.1853 | 23.8363 | 16.3364 | 11.9172 | 10.9829 | 23.9474 | 16.2458 | 11.8511 | 10.8249 | 24.0736 | 16.1922 | 11.812 | 10.7178 | 24.207 | 16.0833 | 11.7326 | 10.4992 | 24.328 | 15.9745 | 11.6531 | 10.2913 | 24.5286 | 15.3622 | 11.2065 | 9.7307 | 24.6924 | 14.9851 | 10.9315 | 8.2501 | 24.6966 | 14.7608 | 10.7678 | 7.0555 | 24.6402 | 14.6267 | 10.67 | 6.443 | 23.5365 | 16.7391 | 12.2109 | 11.6923 | 23.5261 | 16.726 | 12.2014 | 11.739 | 23.5809 | 16.6205 | 12.1244 | 11.6116 | 23.6506 | 16.0812 | 11.731 | 11.5047 | 23.7298 | 16.458 | 12.0059 | 11.2834 | 23.8167 | 16.2324 | 11.8413 | 11.1341 | 23.9165 | 16.0137 | 11.6818 | 11.0292 | 24.0262 | 15.9393 | 11.6275 | 10.9843 | 24.145 | 15.8114 | 11.5342 | 10.8322 | 24.2309 | 15.6364 | 11.4066 | 10.4897 | 24.45 | 15.0373 | 10.9695 | 8.6297 | 24.5087 | 14.3101 | 10.439 | 7.3251 | 24.4448 | 14.0329 | 10.2368 | 6.535 | 24.3125 | 14.1268 | 10.3053 | 7.0748
BAGULEY | SALE | CARRINGTON | 380562 | 389035 | primary | best view | 30.5232 | 10.8136 | 7.772 | 10.942 | 30.5352 | 10.5632 | 7.592 | 11.0437 | 30.6405 | 9.7685 | 7.0208 | 10.5391 | 30.7825 | 8.9674 | 6.445 | 10.0148 | 30.9513 | 8.1803 | 5.8793 | 9.8148 | 31.1261 | 7.4308 | 5.3407 | 9.2166 | 31.3118 | 6.8755 | 4.9416 | 8.5309 | 31.521 | 6.751 | 4.852 | 7.9737 | 31.7494 | 6.4549 | 4.6393 | 6.4207 | 32.0067 | 6.2462 | 4.4892 | 5.6178 | 33.2457 | 5.5184 | 3.9662 | 2.6543 | 32.589 | 5.3655 | 3.8563 | 0.62288 | 35.3732 | 8.8102 | 6.332 | 0.052106 | 36.0917 | 10.7409 | 7.7197 | -0.27975 | 30.5225 | 10.8136 | 7.772 | 10.942 | 30.505 | 10.5623 | 7.5914 | 11.0611 | 30.5653 | 9.781 | 7.0298 | 10.6826 | 30.6203 | 9.0064 | 6.4731 | 10.366 | 30.6945 | 8.2927 | 5.9602 | 10.4182 | 30.7828 | 7.5401 | 5.4192 | 10.05 | 30.8987 | 6.9885 | 5.0228 | 9.5392 | 31.0379 | 6.9266 | 4.9783 | 9.1629 | 31.1797 | 6.7423 | 4.8458 | 8.1669 | 31.3529 | 6.6329 | 4.7672 | 7.6455 | 32.0189 | 6.2673 | 4.5044 | 5.6793 | 32.6715 | 6.2319 | 4.479 | 4.0768 | 33.2366 | 8.7903 | 6.3178 | 3.2793 | 33.6983 | 11.1199 | 7.9921 | 2.5161 | 30.5232 | 10.8136 | 7.772 | 10.942 | 30.5342 | 10.5642 | 7.5927 | 11.044 | 30.6435 | 9.7699 | 7.0218 | 10.5381 | 30.784 | 8.9723 | 6.4486 | 10.0145 | 30.9522 | 8.1806 | 5.8796 | 9.8147 | 31.1291 | 7.4322 | 5.3417 | 9.2151 | 31.3197 | 6.8796 | 4.9445 | 8.5264 | 31.5292 | 6.7551 | 4.8551 | 7.969 | 31.7461 | 6.4497 | 4.6356 | 6.4204 | 31.9806 | 6.2504 | 4.4923 | 5.6827 | 33.0684 | 5.5749 | 4.0068 | 3.001 | 33.277 | 5.4788 | 3.9377 | 1.2694 | 34.7143 | 8.9447 | 6.4287 | 0.81954 | 35.1606 | 10.9129 | 7.8433 | 0.6895 | 30.5231 | 10.8136 | 7.772 | 10.942 | 30.5389 | 10.5308 | 7.5687 | 11.0263 | 30.6776 | 9.6803 | 6.9574 | 10.5206 | 30.8745 | 8.8003 | 6.325 | 9.9779 | 31.0779 | 7.9092 | 5.6845 | 9.7934 | 31.3122 | 7.0523 | 5.0686 | 9.2098 | 31.5958 | 6.3356 | 4.5535 | 8.4825 | 31.9361 | 6.1787 | 4.4408 | 7.8782 | 32.2731 | 5.823 | 4.1851 | 6.3549 | 32.6512 | 5.6219 | 4.0405 | 5.6847 | 27.5035 | 4.5282 | 3.2545 | 1.9643 | 20.0058 | 3.2938 | 2.3673 | -4.9108 | 35.9287 | 5.9154 | 4.2515 | -9.7613 | 38.3639 | 7.3346 | 5.2715 | -13.5084 | 30.5231 | 10.8136 | 7.772 | 10.942 | 30.526 | 10.8391 | 7.7903 | 11.0931 | 30.7092 | 10.7301 | 7.7119 | 10.4135 | 30.9258 | 10.5881 | 7.6099 | 9.8836 | 31.1299 | 10.5992 | 7.6179 | 9.7106 | 31.3798 | 10.3652 | 7.4497 | 9.1382 | 31.7126 | 10.1332 | 7.2829 | 8.4505 | 32.1106 | 10.0083 | 7.1932 | 7.8996 | 32.5031 | 9.7028 | 6.9736 | 6.3329 | 32.9886 | 9.3656 | 6.7312 | 4.7035 | 35.097 | 8.6088 | 6.1873 | -2.838 | 36.735 | 7.2516 | 5.2119 | -9.0611 | 37.4556 | 8.6321 | 6.2041 | -12.3311 | 37.5067 | 8.4862 | 6.0992 | -11.9364
BAMBER BRIDGE | RIBBLE | PENWORTHAM EAST / ROCHDALE | 356431 | 426698 | primary | best view | 30.6135 | 12.8206 | 9.2145 | 13.3283 | 30.6007 | 12.6557 | 9.0959 | 12.2235 | 30.6406 | 12.6276 | 9.0757 | 12.1387 | 30.709 | 12.6407 | 9.0851 | 11.8794 | 30.7825 | 12.5034 | 8.9864 | 11.5326 | 30.8574 | 12.5142 | 8.9942 | 11.3054 | 30.9409 | 12.3928 | 8.9069 | 11.0501 | 31.0443 | 12.3077 | 8.8458 | 10.8852 | 31.1583 | 12.1224 | 8.7126 | 10.5159 | 31.2901 | 11.9473 | 8.5867 | 10.1932 | 32.2238 | 11.0907 | 7.9711 | 8.5394 | 33.5629 | 10.2559 | 7.3711 | 6.9112 | 34.6438 | 9.8562 | 7.0838 | 5.8293 | 35.8375 | 9.4768 | 6.8112 | 4.8602 | 30.6132 | 12.8206 | 9.2145 | 13.3283 | 30.5941 | 12.8342 | 9.2242 | 12.8408 | 30.6142 | 12.93 | 9.293 | 12.9221 | 30.6553 | 12.9372 | 9.2982 | 12.8564 | 30.6952 | 12.878 | 9.2556 | 12.7326 | 30.7464 | 12.8383 | 9.2271 | 12.6779 | 30.8254 | 12.7806 | 9.1857 | 12.5456 | 30.9253 | 12.7349 | 9.1528 | 12.4616 | 31.0474 | 12.6116 | 9.0642 | 12.1383 | 31.1888 | 12.5181 | 8.997 | 11.8657 | 31.6922 | 12.1318 | 8.7194 | 10.6873 | 32.3513 | 11.7853 | 8.4703 | 9.8114 | 33.1507 | 11.3937 | 8.1888 | 8.9863 | 33.9049 | 11.0191 | 7.9197 | 8.5217 | 30.6135 | 12.8206 | 9.2145 | 13.3283 | 30.5998 | 12.6572 | 9.097 | 12.2242 | 30.6388 | 12.6287 | 9.0765 | 12.1402 | 30.7063 | 12.6436 | 9.0872 | 11.8816 | 30.7789 | 12.5121 | 8.9927 | 11.5354 | 30.8585 | 12.5134 | 8.9936 | 11.3046 | 30.9522 | 12.383 | 8.8999 | 11.0411 | 31.0576 | 12.3051 | 8.8439 | 10.8746 | 31.1734 | 12.1202 | 8.7111 | 10.5039 | 31.2983 | 11.9527 | 8.5906 | 10.2042 | 32.0526 | 11.1291 | 7.9987 | 8.7727 | 32.8837 | 10.38 | 7.4603 | 7.6094 | 33.7095 | 10.0315 | 7.2098 | 6.7411 | 34.451 | 9.7165 | 6.9834 | 6.1764 | 30.614 | 12.8206 | 9.2145 | 13.3283 | 30.5907 | 12.4548 | 8.9515 | 12.2302 | 30.6314 | 12.3428 | 8.871 | 12.1575 | 30.7116 | 12.35 | 8.8762 | 11.9023 | 30.8064 | 12.2316 | 8.7911 | 11.5605 | 30.9421 | 11.7825 | 8.4683 | 11.3107 | 31.1179 | 11.6431 | 8.3681 | 11.0035 | 31.3354 | 11.7043 | 8.4121 | 10.7753 | 31.5889 | 11.7065 | 8.4137 | 10.3429 | 31.8863 | 11.5953 | 8.3337 | 9.9853 | 33.8521 | 10.6508 | 7.655 | 7.0124 | 36.1304 | 9.1797 | 6.5976 | 1.8712 | 37.6221 | 7.8124 | 5.6149 | -3.0205 | 38.3123 | 6.7984 | 4.8862 | -6.151 | 30.614 | 12.8206 | 9.2145 | 13.3283 | 30.5833 | 12.6666 | 9.1037 | 12.2692 | 30.649 | 12.7158 | 9.1391 | 12.1379 | 30.7384 | 12.6606 | 9.0994 | 11.8833 | 30.8423 | 12.2888 | 8.8322 | 11.5514 | 31.0097 | 11.8429 | 8.5117 | 11.3064 | 31.2352 | 11.3934 | 8.1886 | 10.982 | 31.5136 | 11.2289 | 8.0704 | 10.7279 | 31.8532 | 10.8873 | 7.8249 | 10.1814 | 32.2779 | 10.6191 | 7.6322 | 9.1293 | 34.5904 | 9.4343 | 6.7806 | 3.6446 | 36.6355 | 7.9238 | 5.695 | -1.8595 | 37.564 | 6.9892 | 5.0233 | -5.3516 | 37.7095 | 6.8694 | 4.9372 | -4.9513
BARBARA ST | BOLTON | KEARSLEY | 370695 | 407609 | primary | best view | 25.9524 | 9.3345 | 6.8094 | 10.7249 | 25.9357 | 9.2209 | 6.7265 | 10.4478 | 25.9636 | 9.1374 | 6.6656 | 10.4569 | 26.0207 | 8.8713 | 6.4715 | 10.1248 | 26.086 | 8.6494 | 6.3096 | 10.0296 | 26.153 | 8.3076 | 6.0602 | 9.6393 | 26.2263 | 8.1792 | 5.9666 | 9.4192 | 26.3117 | 8.2088 | 5.9882 | 9.1605 | 26.4046 | 8.1473 | 5.9433 | 8.9271 | 26.5144 | 8.0443 | 5.8682 | 8.4711 | 27.0599 | 7.3828 | 5.3857 | 7.0037 | 27.6432 | 7.1792 | 5.2371 | 6.1327 | 28.0692 | 7.1261 | 5.1984 | 5.727 | 28.491 | 6.925 | 5.0517 | 5.6617 | 25.9522 | 9.3345 | 6.8094 | 10.7249 | 25.9424 | 9.2617 | 6.7562 | 10.5705 | 25.9645 | 9.2678 | 6.7607 | 10.6457 | 25.999 | 9.1766 | 6.6942 | 10.4397 | 26.0356 | 9.1232 | 6.6552 | 10.4789 | 26.0776 | 9.0032 | 6.5677 | 10.2054 | 26.119 | 8.9374 | 6.5197 | 10.0377 | 26.1746 | 8.8508 | 6.4565 | 9.7514 | 26.2436 | 8.7688 | 6.3967 | 9.5154 | 26.3254 | 8.6519 | 6.3115 | 9.1295 | 26.5651 | 8.3058 | 6.059 | 8.3051 | 26.8261 | 7.8846 | 5.7517 | 7.6774 | 27.1016 | 7.8532 | 5.7288 | 7.1749 | 27.3477 | 7.6564 | 5.5852 | 6.8665 | 25.9524 | 9.3345 | 6.8094 | 10.7249 | 25.9354 | 9.2212 | 6.7267 | 10.448 | 25.963 | 9.139 | 6.6667 | 10.4572 | 26.0199 | 8.8736 | 6.4731 | 10.1253 | 26.0849 | 8.6576 | 6.3156 | 10.0303 | 26.1533 | 8.3244 | 6.0726 | 9.6391 | 26.2298 | 8.133 | 5.9329 | 9.417 | 26.3158 | 8.1826 | 5.9691 | 9.1579 | 26.4092 | 8.1388 | 5.9372 | 8.9241 | 26.5116 | 8.0431 | 5.8674 | 8.4927 | 26.9799 | 7.4123 | 5.4072 | 7.1791 | 27.3963 | 7.2113 | 5.2605 | 6.4314 | 27.7404 | 7.1824 | 5.2395 | 6.0572 | 28.0164 | 6.9923 | 5.1008 | 6.0431 | 25.9528 | 9.3345 | 6.8094 | 10.7249 | 25.93 | 9.2377 | 6.7387 | 10.4289 | 25.9593 | 9.1311 | 6.661 | 10.4267 | 26.0252 | 8.9475 | 6.5271 | 10.0749 | 26.106 | 8.8069 | 6.4245 | 9.9604 | 26.2097 | 8.5691 | 6.251 | 9.5318 | 26.3342 | 8.395 | 6.124 | 9.2441 | 26.4831 | 8.1905 | 5.9749 | 8.9034 | 26.6505 | 7.9695 | 5.8137 | 8.6303 | 26.8496 | 7.7325 | 5.6408 | 8.1833 | 27.7969 | 7.1442 | 5.2116 | 5.7426 | 28.8324 | 5.8258 | 4.2499 | 0.057758 | 29.4669 | 4.7798 | 3.4868 | -4.6025 | 24.6586 | 3.9999 | 2.9179 | -7.6499 | 25.9528 | 9.3345 | 6.8094 | 10.7249 | 25.911 | 9.2233 | 6.7282 | 10.4861 | 25.9469 | 8.9556 | 6.533 | 10.4496 | 25.9999 | 8.4137 | 6.1377 | 10.1137 | 26.0697 | 8.5688 | 6.2508 | 10.0264 | 26.1644 | 8.365 | 6.1022 | 9.6398 | 26.2891 | 8.1598 | 5.9524 | 9.3895 | 26.4394 | 8.0088 | 5.8423 | 9.0914 | 26.6209 | 7.822 | 5.706 | 8.7022 | 26.8713 | 7.3953 | 5.3947 | 7.2302 | 27.9887 | 6.2316 | 4.5459 | 0.86508 | 28.8611 | 4.9182 | 3.5878 | -4.2505 | 25.6204 | 4.1559 | 3.0317 | -7.3585 | 25.6402 | 4.1591 | 3.034 | -6.5135
BARROW | BARROW & SANDGATE | HARKER / HUTTON | 319709 | 470489 | primary | best view | 27.9621 | 13.9305 | 10.0121 | 17.3764 | 27.9534 | 13.9074 | 9.9955 | 17.5004 | 28.0368 | 13.6342 | 9.7992 | 17.141 | 28.1537 | 13.1915 | 9.481 | 16.7253 | 28.3117 | 12.7666 | 9.1756 | 16.3406 | 28.4898 | 12.3427 | 8.871 | 15.9412 | 28.6616 | 11.9282 | 8.573 | 15.4748 | 28.7671 | 11.7145 | 8.4195 | 15.0278 | 28.8858 | 11.6037 | 8.3398 | 14.5863 | 29.0299 | 11.4645 | 8.2398 | 13.9811 | 29.671 | 10.9521 | 7.8715 | 11.9826 | 30.1515 | 10.7118 | 7.6988 | 11.3077 | 30.432 | 11.2238 | 8.0668 | 11.4516 | 30.5879 | 11.9527 | 8.5906 | 12.1253 | 27.9616 | 13.9305 | 10.0121 | 17.3764 | 27.9633 | 13.9282 | 10.0105 | 17.5862 | 28.031 | 13.6985 | 9.8454 | 17.4038 | 28.1019 | 13.3623 | 9.6037 | 17.2616 | 28.1858 | 13.065 | 9.3901 | 17.1905 | 28.2886 | 12.7771 | 9.1831 | 17.0553 | 28.4064 | 12.4927 | 8.9788 | 16.7949 | 28.5273 | 12.3488 | 8.8753 | 16.5256 | 28.6009 | 12.2715 | 8.8197 | 16.2309 | 28.684 | 12.1841 | 8.757 | 15.8614 | 28.9095 | 11.943 | 8.5837 | 14.808 | 29.0905 | 11.8793 | 8.5379 | 14.2083 | 29.2012 | 12.4682 | 8.9612 | 13.9616 | 29.2645 | 13.0343 | 9.368 | 14.0237 | 27.9621 | 13.9305 | 10.0121 | 17.3764 | 27.9532 | 13.9073 | 9.9954 | 17.5005 | 28.0382 | 13.6333 | 9.7986 | 17.1406 | 28.1551 | 13.2817 | 9.5458 | 16.725 | 28.313 | 12.9601 | 9.3147 | 16.3402 | 28.491 | 12.6428 | 9.0866 | 15.9409 | 28.6622 | 12.3568 | 8.8811 | 15.4744 | 28.7676 | 12.2375 | 8.7954 | 15.0275 | 28.8844 | 12.1083 | 8.7025 | 14.5872 | 29.0154 | 11.9715 | 8.6042 | 14.0426 | 29.5971 | 11.4477 | 8.2277 | 12.2431 | 30.019 | 11.1745 | 8.0313 | 11.6351 | 30.2628 | 11.5269 | 8.2846 | 11.7668 | 30.3957 | 11.9733 | 8.6055 | 12.4479 | 27.9635 | 13.9305 | 10.0121 | 17.3764 | 27.9569 | 13.9192 | 10.004 | 17.5005 | 28.0659 | 13.6363 | 9.8006 | 17.1579 | 28.2294 | 13.2395 | 9.5155 | 16.7744 | 28.4673 | 12.8664 | 9.2474 | 16.4381 | 28.6901 | 12.4863 | 8.9741 | 16.086 | 28.8532 | 12.0967 | 8.6941 | 15.6551 | 29.0455 | 11.9009 | 8.5534 | 15.2549 | 29.2581 | 11.7269 | 8.4283 | 14.9262 | 29.5096 | 11.5348 | 8.2903 | 14.5343 | 30.57 | 10.4546 | 7.5139 | 11.9138 | 31.3123 | 9.0785 | 6.5249 | 6.4773 | 31.7356 | 8.5221 | 6.125 | 2.4199 | 31.947 | 8.3026 | 5.9673 | 0.0694 | 27.9635 | 13.9305 | 10.0121 | 17.3764 | 27.9456 | 13.9159 | 10.0017 | 17.5398 | 28.1183 | 13.5668 | 9.7508 | 17.0533 | 28.3125 | 13.1565 | 9.4558 | 16.6344 | 28.5699 | 12.8423 | 9.23 | 16.2839 | 28.7179 | 12.5092 | 8.9906 | 15.9637 | 28.8806 | 12.1742 | 8.7498 | 15.5772 | 29.0643 | 12.0766 | 8.6797 | 15.2476 | 29.2912 | 11.9591 | 8.5953 | 14.7845 | 29.642 | 11.6762 | 8.3919 | 13.3618 | 30.5993 | 10.4191 | 7.4884 | 6.9254 | 31.1299 | 9.3656 | 6.7312 | 2.1799 | 31.3161 | 9.5497 | 6.8635 | -0.30001 | 31.2143 | 9.7232 | 6.9882 | 1.2402
BARTON DOCK RD | BARTON | CARRINGTON | 378864 | 395534 | primary | best view | 22.3587 | 12.2782 | 8.9568 | 9.6011 | 22.3405 | 12.1824 | 8.8869 | 9.2716 | 22.3715 | 12.0536 | 8.7929 | 9.2346 | 22.4285 | 11.7886 | 8.5996 | 9.1923 | 22.4738 | 11.7577 | 8.5771 | 9.0622 | 22.5117 | 11.7652 | 8.5825 | 8.9259 | 22.5517 | 11.7052 | 8.5388 | 8.8222 | 22.6064 | 11.7035 | 8.5376 | 8.7871 | 22.6658 | 11.6448 | 8.4947 | 8.5317 | 22.7318 | 11.5785 | 8.4464 | 8.4436 | 25.2341 | 10.9762 | 8.007 | 5.7398 | 26.5313 | 10.7688 | 7.8557 | 4.4065 | 27.5829 | 10.7041 | 7.8085 | 3.1694 | 28.5315 | 10.5987 | 7.7316 | 2.2899 | 22.3586 | 12.2782 | 8.9568 | 9.6011 | 22.3071 | 12.2339 | 8.9245 | 9.4729 | 22.2917 | 12.1761 | 8.8823 | 9.5737 | 22.3 | 12.1011 | 8.8276 | 9.6845 | 22.2944 | 12.0034 | 8.7563 | 9.7131 | 22.2915 | 11.8914 | 8.6746 | 9.7172 | 22.316 | 11.7985 | 8.6068 | 9.7118 | 22.3621 | 11.7647 | 8.5822 | 9.7337 | 22.4291 | 11.6886 | 8.5267 | 9.5252 | 22.5095 | 11.6267 | 8.4815 | 9.4417 | 22.9043 | 11.553 | 8.4277 | 9.005 | 23.4774 | 11.6303 | 8.4841 | 8.4635 | 24.2131 | 11.7015 | 8.5361 | 7.629 | 24.9124 | 11.7046 | 8.5383 | 7.0727 | 22.3587 | 12.2782 | 8.9568 | 9.6011 | 22.3396 | 12.1832 | 8.8875 | 9.2725 | 22.3695 | 12.0534 | 8.7928 | 9.2363 | 22.4256 | 11.7889 | 8.5998 | 9.1948 | 22.47 | 11.7572 | 8.5767 | 9.0655 | 22.5129 | 11.7639 | 8.5816 | 8.9249 | 22.5649 | 11.7044 | 8.5382 | 8.8116 | 22.6219 | 11.6892 | 8.5271 | 8.7748 | 22.6834 | 11.6411 | 8.492 | 8.5176 | 22.7482 | 11.5909 | 8.4554 | 8.4385 | 25.0812 | 11.0033 | 8.0268 | 5.9039 | 25.8485 | 10.8846 | 7.9402 | 5.082 | 26.632 | 10.8655 | 7.9262 | 4.1058 | 27.2286 | 10.8409 | 7.9083 | 3.7069 | 22.3588 | 12.2782 | 8.9568 | 9.6011 | 22.3264 | 12.2206 | 8.9147 | 9.2857 | 22.3483 | 12.196 | 8.8968 | 9.2625 | 22.4037 | 12.1342 | 8.8518 | 9.2344 | 22.4505 | 12.0381 | 8.7816 | 9.1131 | 22.5255 | 11.9135 | 8.6907 | 8.9557 | 22.6313 | 11.7674 | 8.5842 | 8.8105 | 22.7676 | 11.6895 | 8.5273 | 8.7211 | 22.9263 | 11.5735 | 8.4427 | 8.3776 | 23.1085 | 11.4681 | 8.3659 | 8.208 | 26.7314 | 10.4427 | 7.6178 | 4.3116 | 29.1934 | 9.6028 | 7.0051 | 0.45046 | 30.0512 | 9.1025 | 6.6401 | -2.1687 | 30.1884 | 8.8293 | 6.4408 | -3.2847 | 22.3588 | 12.2782 | 8.9568 | 9.6011 | 22.332 | 12.1788 | 8.8843 | 9.2906 | 22.3736 | 12.021 | 8.7692 | 9.2289 | 22.4417 | 11.9382 | 8.7087 | 9.191 | 22.5035 | 11.9891 | 8.7459 | 9.0644 | 22.6222 | 11.9125 | 8.69 | 8.8796 | 22.7996 | 11.8498 | 8.6443 | 8.6788 | 23.2543 | 11.7615 | 8.5799 | 8.2847 | 24.5397 | 11.4961 | 8.3862 | 6.7779 | 25.8799 | 11.2031 | 8.1725 | 5.2319 | 28.4903 | 10.3687 | 7.5638 | 1.5434 | 29.6526 | 9.7017 | 7.0772 | -1.331 | 30.1745 | 9.4329 | 6.8811 | -3.2244 | 29.9487 | 9.4389 | 6.8855 | -2.8688
BEDFORD | ATHERTON | KEARSLEY | 366258 | 399876 | primary | best view | 28.6388 | 10.4587 | 7.5169 | 9.935 | 28.6431 | 10.4251 | 7.4927 | 9.6548 | 28.7423 | 10.3823 | 7.4619 | 9.3938 | 28.8651 | 10.2743 | 7.3843 | 8.9499 | 29.006 | 10.0872 | 7.2499 | 8.6197 | 29.1575 | 9.9119 | 7.1238 | 8.1466 | 29.3219 | 9.7369 | 6.9981 | 7.6361 | 29.5111 | 9.5747 | 6.8815 | 7.1679 | 29.717 | 9.2485 | 6.6471 | 6.4322 | 29.9586 | 9.1172 | 6.5527 | 5.558 | 31.0793 | 8.1143 | 5.8319 | 2.2488 | 32.17 | 7.4685 | 5.3678 | 0.59493 | 32.947 | 7.8044 | 5.6092 | 0.12402 | 33.6817 | 8.4212 | 6.0525 | 0.24156 | 28.6382 | 10.4587 | 7.5169 | 9.935 | 28.6555 | 10.452 | 7.5121 | 9.8585 | 28.7397 | 10.32 | 7.4172 | 9.8133 | 28.8356 | 10.1772 | 7.3145 | 9.6068 | 28.9388 | 10.0771 | 7.2426 | 9.6326 | 29.0643 | 9.9344 | 7.14 | 9.3098 | 29.2251 | 9.7706 | 7.0224 | 8.941 | 29.4193 | 9.7606 | 7.0152 | 8.615 | 29.6041 | 9.6688 | 6.9491 | 7.975 | 29.8146 | 9.5465 | 6.8613 | 7.2747 | 30.4114 | 9.2491 | 6.6475 | 5.5519 | 30.9233 | 8.9525 | 6.4344 | 4.4241 | 31.4221 | 9.3912 | 6.7497 | 3.5552 | 31.8518 | 9.8416 | 7.0734 | 3.1955 | 28.6388 | 10.4587 | 7.5169 | 9.935 | 28.6425 | 10.4151 | 7.4855 | 9.6551 | 28.7422 | 10.3616 | 7.4471 | 9.3946 | 28.8645 | 10.2305 | 7.3529 | 8.951 | 29.0049 | 10.0677 | 7.2358 | 8.6211 | 29.1586 | 9.8951 | 7.1118 | 8.1461 | 29.328 | 9.7005 | 6.9719 | 7.6328 | 29.518 | 9.5326 | 6.8513 | 7.1641 | 29.7224 | 9.2963 | 6.6815 | 6.4283 | 29.9465 | 9.1126 | 6.5494 | 5.6259 | 30.9259 | 8.1725 | 5.8738 | 2.6525 | 31.7137 | 7.5713 | 5.4416 | 1.2485 | 32.3351 | 7.9273 | 5.6975 | 0.90956 | 32.8164 | 8.5932 | 6.1761 | 1.2375 | 28.6406 | 10.4587 | 7.5169 | 9.935 | 28.6385 | 10.3772 | 7.4583 | 9.6591 | 28.7459 | 10.2456 | 7.3637 | 9.3966 | 28.8911 | 9.985 | 7.1764 | 8.9564 | 29.0732 | 9.6953 | 6.9682 | 8.627 | 29.298 | 9.3843 | 6.7447 | 8.1214 | 29.5511 | 9.0847 | 6.5294 | 7.5688 | 29.8528 | 8.822 | 6.3405 | 7.0253 | 30.1927 | 8.5382 | 6.1366 | 6.4182 | 30.595 | 8.233 | 5.9172 | 5.7403 | 32.4229 | 6.7752 | 4.8695 | 2.3649 | 30.0274 | 4.9438 | 3.5532 | -4.1114 | 25.9418 | 4.2711 | 3.0697 | -9.1248 | 24.4139 | 4.0196 | 2.8889 | -12.3082 | 28.6406 | 10.4587 | 7.5169 | 9.935 | 28.6143 | 10.432 | 7.4977 | 9.7173 | 28.7544 | 10.3536 | 7.4413 | 9.3501 | 28.9037 | 10.0649 | 7.2338 | 8.8956 | 29.0773 | 9.9105 | 7.1229 | 8.5694 | 29.2838 | 9.5716 | 6.8793 | 8.0963 | 29.5464 | 9.2442 | 6.644 | 7.5876 | 29.8568 | 9.0306 | 6.4905 | 7.1088 | 30.2179 | 8.7674 | 6.3013 | 6.5007 | 30.6781 | 8.3169 | 5.9776 | 4.8726 | 32.6437 | 6.3602 | 4.5712 | -2.4755 | 29.3188 | 4.8271 | 3.4693 | -8.0375 | 32.5052 | 5.3517 | 3.8464 | -11.3285 | 32.2684 | 5.3127 | 3.8184 | -10.2471
BELGRAVE | GREENHILL | WHITEGATE | 393008 | 403366 | primary | best view | 16.2785 | 14.4728 | 10.5577 | 11.693 | 16.2769 | 14.3713 | 10.4837 | 11.6267 | 16.3253 | 14.1909 | 10.3521 | 11.5616 | 16.3956 | 14.0154 | 10.224 | 11.2855 | 16.4774 | 13.8016 | 10.0681 | 11.091 | 16.5568 | 13.5982 | 9.9197 | 10.8087 | 16.6413 | 13.522 | 9.8641 | 10.5828 | 16.735 | 13.4491 | 9.811 | 10.2848 | 16.8372 | 13.3396 | 9.731 | 9.9562 | 16.9693 | 13.2404 | 9.6587 | 9.5719 | 17.4328 | 12.7861 | 9.3273 | 8.1996 | 17.7159 | 12.5315 | 9.1416 | 7.4305 | 17.8848 | 12.3686 | 9.0227 | 7.1796 | 17.999 | 12.3691 | 9.0231 | 7.2194 | 16.2782 | 14.4728 | 10.5577 | 11.693 | 16.2654 | 14.3738 | 10.4855 | 11.6153 | 16.2883 | 13.9146 | 10.1505 | 11.5749 | 16.314 | 13.4835 | 9.8361 | 11.3794 | 16.3421 | 13.0788 | 9.5408 | 11.2866 | 16.3768 | 12.6702 | 9.2427 | 11.0845 | 16.424 | 12.4567 | 9.087 | 10.9014 | 16.4825 | 12.3938 | 9.0411 | 10.6423 | 16.5512 | 12.3294 | 8.9941 | 10.3397 | 16.6286 | 12.2082 | 8.9057 | 9.7824 | 16.8502 | 12.0812 | 8.8131 | 9.19 | 17.0056 | 11.9526 | 8.7192 | 8.557 | 17.0986 | 12.4805 | 9.1043 | 8.1548 | 17.1625 | 13.1367 | 9.583 | 7.8427 | 16.2785 | 14.4728 | 10.5577 | 11.693 | 16.2769 | 14.3713 | 10.4837 | 11.6267 | 16.3253 | 14.1934 | 10.3539 | 11.5617 | 16.3956 | 14.0172 | 10.2254 | 11.2855 | 16.4773 | 13.8072 | 10.0721 | 11.091 | 16.5568 | 13.5945 | 9.917 | 10.8086 | 16.6416 | 13.5244 | 9.8658 | 10.5826 | 16.7354 | 13.4505 | 9.812 | 10.2846 | 16.8376 | 13.344 | 9.7343 | 9.956 | 16.9617 | 13.2437 | 9.6611 | 9.5998 | 17.394 | 12.8133 | 9.3471 | 8.33 | 17.6483 | 12.5692 | 9.169 | 7.5955 | 17.8052 | 12.4213 | 9.0611 | 7.3319 | 17.9063 | 12.4103 | 9.0531 | 7.3426 | 16.2791 | 14.4728 | 10.5577 | 11.693 | 16.2776 | 14.3417 | 10.462 | 11.6202 | 16.3382 | 14.1504 | 10.3225 | 11.5539 | 16.4322 | 13.8918 | 10.1339 | 11.2791 | 16.5389 | 13.6387 | 9.9493 | 11.0777 | 16.6648 | 13.3924 | 9.7696 | 10.7884 | 16.815 | 13.2291 | 9.6504 | 10.5053 | 16.9714 | 13.0651 | 9.5308 | 10.1612 | 17.0959 | 12.837 | 9.3644 | 9.8345 | 17.2422 | 12.788 | 9.3287 | 9.5154 | 17.7655 | 12.0581 | 8.7962 | 7.5377 | 18.2605 | 10.932 | 7.9748 | 3.1191 | 18.5637 | 10.1179 | 7.3808 | -0.38684 | 18.7394 | 9.4219 | 6.8731 | -2.8634 | 16.2791 | 14.4728 | 10.5577 | 11.693 | 16.2636 | 14.4572 | 10.5463 | 11.6785 | 16.3419 | 14.1501 | 10.3223 | 11.5716 | 16.4341 | 14.1718 | 10.3382 | 11.3131 | 16.542 | 14.017 | 10.2252 | 11.1294 | 16.6634 | 13.7737 | 10.0477 | 10.8839 | 16.7937 | 13.5658 | 9.896 | 10.6536 | 16.8904 | 13.4534 | 9.8141 | 10.3733 | 17.0031 | 13.3208 | 9.7173 | 9.986 | 17.167 | 13.0524 | 9.5215 | 8.9261 | 17.7627 | 11.7705 | 8.5864 | 4.0107 | 18.1393 | 10.7327 | 7.8294 | 0.046597 | 18.2863 | 10.1456 | 7.4011 | -2.29 | 18.2291 | 10.1328 | 7.3917 | -1.7522
BENCHILL | WEST DIDSBURY | SOUTH MANCHESTER | 382454 | 388020 | primary | best view | 15.0595 | 15.0595 | 15.0595 | 10.1479 | 15.0542 | 15.0542 | 15.0542 | 10.1101 | 15.0708 | 15.0708 | 15.0708 | 10.0346 | 15.0935 | 15.0935 | 15.0935 | 9.9486 | 15.1201 | 15.1201 | 15.1201 | 9.8223 | 15.1498 | 15.1498 | 15.1498 | 9.6907 | 15.1818 | 15.1818 | 15.1818 | 9.5127 | 15.2178 | 15.2178 | 15.2178 | 9.4062 | 15.2568 | 15.2568 | 15.2568 | 9.2691 | 15.3025 | 15.3025 | 15.3025 | 9.0907 | 15.4799 | 15.4799 | 15.4799 | 8.4272 | 15.6021 | 15.6021 | 15.6021 | 8.1078 | 15.6606 | 15.6606 | 15.6606 | 8.0398 | 15.6927 | 15.6927 | 15.6927 | 8.0848 | 15.0594 | 15.0594 | 15.0594 | 10.1479 | 15.0515 | 15.0515 | 15.0515 | 10.1271 | 15.0586 | 15.0586 | 15.0586 | 10.0832 | 15.0705 | 15.0705 | 15.0705 | 10.0475 | 15.0836 | 15.0836 | 15.0836 | 9.9823 | 15.1005 | 15.1005 | 15.1005 | 9.9019 | 15.1226 | 15.1226 | 15.1226 | 9.7647 | 15.1497 | 15.1497 | 15.1497 | 9.6919 | 15.1787 | 15.1787 | 15.1787 | 9.5843 | 15.2097 | 15.2097 | 15.2097 | 9.458 | 15.2787 | 15.2787 | 15.2787 | 9.0079 | 15.3251 | 15.3251 | 15.3251 | 8.7259 | 15.3507 | 15.3507 | 15.3507 | 8.5862 | 15.3666 | 15.3666 | 15.3666 | 8.4927 | 15.0595 | 15.0595 | 15.0595 | 10.1479 | 15.0542 | 15.0542 | 15.0542 | 10.1101 | 15.0708 | 15.0708 | 15.0708 | 10.0346 | 15.0935 | 15.0935 | 15.0935 | 9.9486 | 15.1201 | 15.1201 | 15.1201 | 9.8223 | 15.1498 | 15.1498 | 15.1498 | 9.6907 | 15.1818 | 15.1818 | 15.1818 | 9.5127 | 15.2178 | 15.2178 | 15.2178 | 9.4062 | 15.2568 | 15.2568 | 15.2568 | 9.2691 | 15.2991 | 15.2991 | 15.2991 | 9.1048 | 15.465 | 15.465 | 15.465 | 8.4867 | 15.5802 | 15.5802 | 15.5802 | 8.179 | 15.6363 | 15.6363 | 15.6363 | 8.1042 | 15.6685 | 15.6685 | 15.6685 | 8.1367 | 15.0598 | 15.0598 | 15.0598 | 10.1479 | 15.0538 | 15.0538 | 15.0538 | 10.1079 | 15.0729 | 15.0729 | 15.0729 | 10.0265 | 15.1007 | 15.1007 | 15.1007 | 9.9321 | 15.1367 | 15.1367 | 15.1367 | 9.8064 | 15.1797 | 15.1797 | 15.1797 | 9.6723 | 15.2292 | 15.2292 | 15.2292 | 9.4815 | 15.2872 | 15.2872 | 15.2872 | 9.3596 | 15.3512 | 15.3512 | 15.3512 | 9.2294 | 15.4268 | 15.4268 | 15.4268 | 9.0799 | 15.6418 | 15.6418 | 15.6418 | 8.3201 | 15.8067 | 15.8067 | 15.8067 | 6.9899 | 15.8923 | 15.8923 | 15.8923 | 5.9948 | 15.942 | 15.942 | 15.942 | 5.199 | 15.0598 | 15.0598 | 15.0598 | 10.1479 | 15.0483 | 15.0483 | 15.0483 | 10.1284 | 15.0718 | 15.0718 | 15.0718 | 10.0133 | 15.0989 | 15.0989 | 15.0989 | 9.917 | 15.1327 | 15.1327 | 15.1327 | 9.7978 | 15.1709 | 15.1709 | 15.1709 | 9.68 | 15.2159 | 15.2159 | 15.2159 | 9.5072 | 15.2666 | 15.2666 | 15.2666 | 9.4084 | 15.3229 | 15.3229 | 15.3229 | 9.2824 | 15.397 | 15.397 | 15.397 | 8.9413 | 15.615 | 15.615 | 15.615 | 7.3541 | 15.7309 | 15.7309 | 15.7309 | 6.1758 | 15.7626 | 15.7626 | 15.7626 | 5.5006 | 15.736 | 15.736 | 15.736 | 5.6111
BENTHAM | KENDAL (PARKSIDE RD) | HARKER / HUTTON | 366887 | 470130 | primary | best view | 6.8194 | 6.8194 | 6.8194 | 5.571 | 6.8271 | 6.8271 | 6.8271 | 5.5748 | 6.8493 | 6.8493 | 6.8493 | 5.5875 | 6.8798 | 6.8798 | 6.8798 | 5.4538 | 6.9118 | 6.9118 | 6.9118 | 5.3743 | 6.9474 | 6.9474 | 6.9474 | 5.3199 | 6.985 | 6.985 | 6.985 | 5.2085 | 7.0266 | 7.0266 | 7.0266 | 5.1212 | 7.0711 | 7.0711 | 7.0711 | 4.9988 | 7.1358 | 7.1358 | 7.1358 | 4.7987 | 7.386 | 7.386 | 7.386 | 4.0775 | 7.5388 | 7.5388 | 7.5388 | 3.7147 | 7.6094 | 7.6094 | 7.6094 | 3.5186 | 7.6354 | 7.6354 | 7.6354 | 3.6151 | 6.8206 | 6.8206 | 6.8206 | 5.571 | 6.8326 | 6.8326 | 6.8326 | 5.5922 | 6.8548 | 6.8548 | 6.8548 | 5.6839 | 6.8765 | 6.8765 | 6.8765 | 5.5691 | 6.9004 | 6.9004 | 6.9004 | 5.5079 | 6.93 | 6.93 | 6.93 | 5.5981 | 6.9641 | 6.9641 | 6.9641 | 5.4515 | 7.003 | 7.003 | 7.003 | 5.3762 | 7.0459 | 7.0459 | 7.0459 | 5.2244 | 7.0933 | 7.0933 | 7.0933 | 5.0514 | 7.1993 | 7.1993 | 7.1993 | 4.7764 | 7.3145 | 7.3145 | 7.3145 | 4.4413 | 7.3513 | 7.3513 | 7.3513 | 4.1856 | 7.3714 | 7.3714 | 7.3714 | 3.9958 | 6.8194 | 6.8194 | 6.8194 | 5.571 | 6.8271 | 6.8271 | 6.8271 | 5.5748 | 6.8493 | 6.8493 | 6.8493 | 5.5875 | 6.8798 | 6.8798 | 6.8798 | 5.4538 | 6.9118 | 6.9118 | 6.9118 | 5.3743 | 6.9474 | 6.9474 | 6.9474 | 5.3199 | 6.985 | 6.985 | 6.985 | 5.2085 | 7.0266 | 7.0266 | 7.0266 | 5.1212 | 7.0711 | 7.0711 | 7.0711 | 4.9988 | 7.1329 | 7.1329 | 7.1329 | 4.8095 | 7.3715 | 7.3715 | 7.3715 | 4.1251 | 7.5127 | 7.5127 | 7.5127 | 3.7718 | 7.5804 | 7.5804 | 7.5804 | 3.5656 | 7.6067 | 7.6067 | 7.6067 | 3.6523 | 6.8194 | 6.8194 | 6.8194 | 5.571 | 6.8319 | 6.8319 | 6.8319 | 5.5866 | 6.8584 | 6.8584 | 6.8584 | 5.5697 | 6.8939 | 6.8939 | 6.8939 | 5.4243 | 6.9357 | 6.9357 | 6.9357 | 5.3319 | 6.9849 | 6.9849 | 6.9849 | 5.2274 | 7.0421 | 7.0421 | 7.0421 | 5.0598 | 7.1059 | 7.1059 | 7.1059 | 4.9129 | 7.171 | 7.171 | 7.171 | 4.8059 | 7.2451 | 7.2451 | 7.2451 | 4.5942 | 7.5333 | 7.5333 | 7.5333 | 3.9812 | 7.7416 | 7.7416 | 7.7416 | 2.8439 | 7.8216 | 7.8216 | 7.8216 | 2.1815 | 7.8644 | 7.8644 | 7.8644 | 1.7012 | 6.8194 | 6.8194 | 6.8194 | 5.571 | 6.825 | 6.825 | 6.825 | 5.6082 | 6.8548 | 6.8548 | 6.8548 | 5.5759 | 6.8898 | 6.8898 | 6.8898 | 5.4322 | 6.9322 | 6.9322 | 6.9322 | 5.3354 | 6.979 | 6.979 | 6.979 | 5.237 | 7.031 | 7.031 | 7.031 | 5.088 | 7.0875 | 7.0875 | 7.0875 | 4.9651 | 7.1455 | 7.1455 | 7.1455 | 4.8761 | 7.2552 | 7.2552 | 7.2552 | 4.561 | 7.5343 | 7.5343 | 7.5343 | 3.3094 | 7.6505 | 7.6505 | 7.6505 | 2.3534 | 7.6588 | 7.6588 | 7.6588 | 1.94 | 7.617 | 7.617 | 7.617 | 2.1401
BISPHAM | BISPHAM | PENWORTHAM WEST / STANAH | 331655 | 439667 | primary | best view | 32.4476 | 10.641 | 7.7625 | 10.4839 | 32.4033 | 10.5992 | 7.7319 | 10.3976 | 32.4493 | 10.51 | 7.6669 | 10.2892 | 32.5511 | 10.3767 | 7.5696 | 9.8974 | 32.6717 | 10.2148 | 7.4515 | 9.4838 | 32.787 | 10.0371 | 7.3219 | 8.9669 | 32.9123 | 9.889 | 7.2139 | 8.5102 | 33.0537 | 9.7391 | 7.1045 | 8.0105 | 33.2083 | 9.5631 | 6.9762 | 7.4071 | 33.3896 | 9.3661 | 6.8324 | 6.7496 | 34.0029 | 8.6145 | 6.2842 | 4.5989 | 34.4199 | 8.2377 | 6.0093 | 3.7479 | 34.6449 | 8.4533 | 6.1666 | 3.8437 | 34.7504 | 8.6969 | 6.3443 | 4.3139 | 32.4471 | 10.641 | 7.7625 | 10.4839 | 32.4289 | 10.6088 | 7.739 | 10.3839 | 32.4748 | 10.4265 | 7.606 | 10.3073 | 32.5595 | 10.2021 | 7.4423 | 10.0178 | 32.6577 | 9.9979 | 7.2933 | 9.8081 | 32.7811 | 9.7588 | 7.1189 | 9.4043 | 32.9337 | 9.5253 | 6.9486 | 8.998 | 33.0647 | 9.4142 | 6.8675 | 8.5495 | 33.1973 | 9.2772 | 6.7676 | 7.9776 | 33.3525 | 9.1354 | 6.6642 | 7.3854 | 33.5535 | 8.8321 | 6.4429 | 6.1941 | 33.6826 | 8.6148 | 6.2843 | 5.286 | 33.7425 | 9.0395 | 6.5942 | 4.8509 | 33.7585 | 9.4891 | 6.9222 | 4.5602 | 32.4476 | 10.641 | 7.7625 | 10.4839 | 32.4033 | 10.599 | 7.7318 | 10.3976 | 32.4493 | 10.5096 | 7.6666 | 10.2892 | 32.5511 | 10.38 | 7.5721 | 9.8974 | 32.6717 | 10.2149 | 7.4516 | 9.4838 | 32.787 | 10.042 | 7.3255 | 8.9669 | 32.9123 | 9.8949 | 7.2182 | 8.5102 | 33.0537 | 9.7445 | 7.1085 | 8.0105 | 33.2083 | 9.5664 | 6.9786 | 7.4071 | 33.3759 | 9.3866 | 6.8474 | 6.8179 | 33.9312 | 8.669 | 6.3239 | 4.8856 | 34.314 | 8.3112 | 6.0629 | 4.0905 | 34.5266 | 8.5428 | 6.2318 | 4.1268 | 34.6327 | 8.7475 | 6.3812 | 4.5413 | 32.4491 | 10.641 | 7.7625 | 10.4839 | 32.3987 | 10.5962 | 7.7298 | 10.388 | 32.4576 | 10.5191 | 7.6736 | 10.3039 | 32.5863 | 10.3147 | 7.5244 | 9.9428 | 32.7215 | 10.1075 | 7.3733 | 9.5785 | 32.8849 | 9.8878 | 7.213 | 9.1136 | 33.073 | 9.6766 | 7.059 | 8.6883 | 33.2929 | 9.4684 | 6.9071 | 8.1932 | 33.5374 | 9.2403 | 6.7406 | 7.6847 | 33.8263 | 9.0212 | 6.5808 | 7.1891 | 34.7083 | 7.7977 | 5.6883 | 4.2161 | 35.3928 | 6.1364 | 4.4764 | -2.5568 | 31.6048 | 5.1266 | 3.7398 | -7.6647 | 27.2918 | 4.427 | 3.2294 | -11.2086 | 32.4491 | 10.641 | 7.7625 | 10.4839 | 32.3643 | 10.6154 | 7.7438 | 10.4835 | 32.4555 | 10.4159 | 7.5982 | 10.2712 | 32.5404 | 10.1527 | 7.4062 | 9.9313 | 32.6517 | 9.6908 | 7.0693 | 9.6066 | 32.7796 | 9.6068 | 7.008 | 9.227 | 32.9325 | 9.351 | 6.8214 | 8.8949 | 33.1052 | 9.2037 | 6.714 | 8.5234 | 33.3057 | 9.0144 | 6.5758 | 7.9564 | 33.5843 | 8.6134 | 6.2834 | 6.2936 | 34.4724 | 6.7833 | 4.9483 | -1.304 | 31.8086 | 5.1597 | 3.7639 | -7.4133 | 29.8876 | 4.8481 | 3.5366 | -10.7089 | 30.4743 | 4.9432 | 3.606 | -9.4556
BLACKBULL | RIBBLE | PENWORTHAM EAST / ROCHDALE | 353041 | 433005 | primary | best view | 29.9511 | 13.6197 | 9.9354 | 12.8654 | 29.9218 | 13.248 | 9.6643 | 10.9608 | 29.9608 | 13.1978 | 9.6276 | 10.893 | 30.0344 | 13.0518 | 9.5211 | 10.4063 | 30.1176 | 12.9016 | 9.4115 | 10.078 | 30.2076 | 12.6355 | 9.2174 | 9.6313 | 30.3051 | 12.4255 | 9.0642 | 9.2135 | 30.4186 | 12.2459 | 8.9332 | 8.8587 | 30.5416 | 9.4538 | 6.8964 | -6.7585 | 30.6871 | 9.1537 | 6.6775 | -7.416 | 31.4311 | 8.6291 | 6.2948 | -9.3526 | 32.1885 | 8.2909 | 6.0481 | -10.2779 | 32.7486 | 8.3872 | 6.1183 | -10.6948 | 33.3047 | 8.5016 | 6.2018 | -10.4396 | 29.9501 | 13.6197 | 9.9354 | 12.8654 | 29.9171 | 13.3768 | 9.7582 | 11.9235 | 29.9308 | 13.3089 | 9.7086 | 12.0341 | 29.9687 | 13.1234 | 9.5733 | 11.7374 | 30.0079 | 12.9435 | 9.4421 | 11.7506 | 30.0603 | 12.6808 | 9.2504 | 11.5017 | 30.1343 | 12.612 | 9.2003 | 11.276 | 30.211 | 12.5243 | 9.1363 | 11.077 | 30.2915 | 11.139 | 8.1258 | 3.1476 | 30.3855 | 10.9789 | 8.0089 | 2.6559 | 30.7354 | 10.669 | 7.7829 | 1.6187 | 31.0956 | 10.6076 | 7.7381 | 0.8339 | 31.4747 | 10.6882 | 7.7969 | 0.05648 | 31.8081 | 10.8163 | 7.8904 | -0.20185 | 29.9511 | 13.6197 | 9.9354 | 12.8654 | 29.9214 | 13.2477 | 9.664 | 10.961 | 29.96 | 13.1977 | 9.6275 | 10.8934 | 30.0333 | 13.0512 | 9.5207 | 10.4069 | 30.1161 | 12.8964 | 9.4078 | 10.0789 | 30.208 | 12.6304 | 9.2137 | 9.631 | 30.3099 | 12.4205 | 9.0606 | 9.2108 | 30.4242 | 12.2429 | 8.931 | 8.8555 | 30.5479 | 9.4533 | 6.8961 | -6.7621 | 30.6827 | 9.163 | 6.6843 | -7.3678 | 31.3229 | 8.6543 | 6.3132 | -9.1047 | 31.8481 | 8.3805 | 6.1134 | -9.8595 | 32.2962 | 8.4724 | 6.1805 | -10.2738 | 32.6492 | 8.5971 | 6.2715 | -9.9447 | 29.9523 | 13.6197 | 9.9354 | 12.8654 | 29.9153 | 13.2781 | 9.6862 | 10.9766 | 29.9591 | 13.2351 | 9.6548 | 10.9503 | 30.0481 | 13.1121 | 9.5651 | 10.4795 | 30.1584 | 12.989 | 9.4753 | 10.2631 | 30.2918 | 12.754 | 9.3039 | 9.8859 | 30.4509 | 12.6239 | 9.2089 | 9.5356 | 30.6414 | 12.4722 | 9.0983 | 9.2436 | 30.8581 | 9.7789 | 7.1336 | -6.2331 | 31.1162 | 9.5652 | 6.9777 | -6.7527 | 32.3687 | 8.5562 | 6.2416 | -8.8321 | 33.6273 | 7.1265 | 5.1987 | -13.1814 | 34.3641 | 6.3866 | 4.659 | -16.7085 | 34.691 | 6.0171 | 4.3894 | -18.6586 | 29.9523 | 13.6197 | 9.9354 | 12.8654 | 29.9035 | 13.2585 | 9.6719 | 11.0225 | 29.9826 | 13.1508 | 9.5933 | 10.8282 | 30.0748 | 12.7425 | 9.2955 | 10.3848 | 30.175 | 12.191 | 8.8932 | 10.1482 | 30.3082 | 12.1491 | 8.8626 | 9.8191 | 30.4805 | 12 | 8.7538 | 9.5114 | 30.6858 | 11.9032 | 8.6832 | 9.2928 | 30.928 | 9.2199 | 6.7258 | -6.2304 | 31.2358 | 8.9349 | 6.5179 | -7.3595 | 32.5988 | 7.7366 | 5.6437 | -11.978 | 33.6431 | 6.6579 | 4.8568 | -15.7932 | 34.027 | 6.5872 | 4.8053 | -18.1842 | 33.9878 | 6.6666 | 4.8632 | -17.3004
BLACKBURN | BLACKBURN | PENWORTHAM EAST / ROCHDALE | 370584 | 429294 | primary | best view | 30.7478 | 10.3343 | 7.5388 | 14.0628 | 30.7274 | 10.2151 | 7.4518 | 13.7599 | 30.7607 | 10.1006 | 7.3683 | 13.7365 | 30.8163 | 9.8546 | 7.1888 | 13.3395 | 30.8721 | 9.6669 | 7.0519 | 13.2289 | 30.9278 | 9.367 | 6.8331 | 13.0062 | 30.9889 | 9.1469 | 6.6725 | 12.9178 | 31.0627 | 8.8703 | 6.4707 | 12.7744 | 31.1423 | 8.9096 | 6.4994 | 12.534 | 31.2374 | 8.905 | 6.4961 | 12.2666 | 31.7976 | 8.5282 | 6.2212 | 11.418 | 32.5376 | 8.2291 | 6.003 | 10.6776 | 33.128 | 8.0444 | 5.8683 | 10.1304 | 33.7715 | 7.8686 | 5.7401 | 9.9412 | 30.7476 | 10.3343 | 7.5388 | 14.0628 | 30.7077 | 10.2669 | 7.4896 | 14.0311 | 30.7106 | 9.8688 | 7.1991 | 14.2102 | 30.7269 | 9.3978 | 6.8556 | 14.048 | 30.7384 | 9.0017 | 6.5666 | 14.1995 | 30.7566 | 8.6255 | 6.2922 | 14.1809 | 30.7964 | 8.2564 | 6.0229 | 14.2448 | 30.855 | 8.2283 | 6.0025 | 14.2454 | 30.9323 | 8.1992 | 5.9812 | 14.0362 | 31.0274 | 8.1332 | 5.9331 | 13.8335 | 31.2585 | 7.9997 | 5.8356 | 13.7016 | 31.5566 | 7.787 | 5.6805 | 13.4729 | 31.9164 | 8.5678 | 6.2501 | 13.1725 | 32.247 | 9.2808 | 6.7702 | 13.1232 | 30.7478 | 10.3343 | 7.5388 | 14.0628 | 30.727 | 10.2137 | 7.4507 | 13.7603 | 30.7598 | 10.0999 | 7.3678 | 13.7372 | 30.815 | 9.8545 | 7.1887 | 13.3406 | 30.8703 | 9.6656 | 7.051 | 13.2303 | 30.9283 | 9.3637 | 6.8307 | 13.0058 | 30.9944 | 9.1475 | 6.673 | 12.9134 | 31.0692 | 8.8697 | 6.4704 | 12.7693 | 31.1496 | 8.9133 | 6.5021 | 12.5282 | 31.2388 | 8.9145 | 6.503 | 12.2767 | 31.6999 | 8.5612 | 6.2453 | 11.542 | 32.1611 | 8.299 | 6.054 | 11.0261 | 32.6139 | 8.133 | 5.9329 | 10.5842 | 32.9994 | 7.9964 | 5.8333 | 10.5857 | 30.748 | 10.3343 | 7.5388 | 14.0628 | 30.7205 | 10.1985 | 7.4397 | 13.7571 | 30.752 | 10.0957 | 7.3647 | 13.7408 | 30.814 | 9.8489 | 7.1847 | 13.3506 | 30.8856 | 9.6034 | 7.0055 | 13.2388 | 30.9799 | 9.2577 | 6.7534 | 12.9903 | 31.0984 | 9.0525 | 6.6037 | 12.8549 | 31.2442 | 8.8743 | 6.4736 | 12.6578 | 31.4116 | 8.6682 | 6.3233 | 12.3562 | 31.6098 | 8.4729 | 6.1808 | 12.065 | 32.7763 | 7.4077 | 5.4038 | 10.5187 | 34.0594 | 6.3584 | 4.6384 | 7.1175 | 34.0619 | 5.5252 | 4.0305 | 4.4237 | 30.3523 | 4.9234 | 3.5916 | 2.9664 | 30.748 | 10.3343 | 7.5388 | 14.0628 | 30.7128 | 10.2127 | 7.45 | 13.7888 | 30.7582 | 9.8418 | 7.1794 | 13.7392 | 30.8266 | 10.0655 | 7.3426 | 13.3543 | 30.9033 | 9.7342 | 7.101 | 13.2491 | 31.0108 | 9.3562 | 6.8252 | 13.0256 | 31.1565 | 9.0819 | 6.6251 | 12.9009 | 31.3359 | 8.941 | 6.5223 | 12.7076 | 31.548 | 8.7629 | 6.3924 | 12.3789 | 31.8162 | 8.4762 | 6.1832 | 11.5914 | 33.1613 | 7.1902 | 5.2451 | 7.9256 | 34.2712 | 6.1237 | 4.4671 | 4.8566 | 34.0333 | 5.5205 | 4.0271 | 3.0104 | 33.9753 | 5.5111 | 4.0203 | 3.9205
BLACKFRIARS | FREDERICK RD | WHITEGATE | 383030 | 399104 | primary | best view | 31.4942 | 12.2627 | 8.9455 | 13.3676 | 31.4825 | 11.9817 | 8.7405 | 11.9288 | 31.5246 | 11.9595 | 8.7243 | 11.993 | 31.6072 | 11.7491 | 8.5708 | 11.5542 | 31.6756 | 11.8217 | 8.6238 | 11.5847 | 31.741 | 11.8053 | 8.6118 | 11.3187 | 31.8074 | 11.7985 | 8.6068 | 11.1407 | 31.8763 | 11.7627 | 8.5807 | 10.9344 | 31.9494 | 11.699 | 8.5343 | 10.7307 | 32.0349 | 11.5878 | 8.4531 | 10.319 | 32.3294 | 11.2917 | 8.2371 | 9.1925 | 32.5348 | 11.0822 | 8.0843 | 8.4435 | 32.6344 | 11.8744 | 8.6622 | 7.932 | 32.6477 | 11.7288 | 8.556 | 7.885 | 31.4941 | 12.2627 | 8.9455 | 13.3676 | 31.4531 | 12.1091 | 8.8334 | 12.5711 | 31.4521 | 12.1035 | 8.8293 | 12.7629 | 31.4876 | 11.9484 | 8.7162 | 12.3995 | 31.5086 | 12.0523 | 8.792 | 12.5773 | 31.5334 | 12.0598 | 8.7975 | 12.4244 | 31.5814 | 12.0391 | 8.7824 | 12.2967 | 31.6522 | 11.9691 | 8.7313 | 12.1075 | 31.7456 | 11.8785 | 8.6652 | 11.8916 | 31.8598 | 11.7598 | 8.5786 | 11.5165 | 31.9697 | 11.6066 | 8.4668 | 10.91 | 32.0702 | 11.478 | 8.373 | 10.3077 | 32.1268 | 12.1202 | 8.8416 | 9.7021 | 32.1538 | 12.6592 | 9.2347 | 9.3501 | 31.4942 | 12.2627 | 8.9455 | 13.3676 | 31.4825 | 11.9839 | 8.7421 | 11.9288 | 31.5246 | 11.963 | 8.7269 | 11.993 | 31.6072 | 11.7685 | 8.5849 | 11.5542 | 31.6756 | 11.8024 | 8.6097 | 11.5847 | 31.741 | 11.792 | 8.6021 | 11.3187 | 31.8074 | 11.7865 | 8.5981 | 11.1407 | 31.8763 | 11.7535 | 8.574 | 10.9344 | 31.9494 | 11.6873 | 8.5257 | 10.7307 | 32.0319 | 11.5839 | 8.4503 | 10.333 | 32.3137 | 11.3037 | 8.2459 | 9.2532 | 32.5119 | 11.0951 | 8.0937 | 8.5168 | 32.6081 | 11.8958 | 8.6778 | 7.9995 | 32.6224 | 11.7498 | 8.5713 | 7.9403 | 31.4943 | 12.2627 | 8.9455 | 13.3676 | 31.4719 | 12.0291 | 8.7751 | 11.9425 | 31.5042 | 12.039 | 8.7823 | 12.0365 | 31.5824 | 11.9083 | 8.687 | 11.5958 | 31.6503 | 11.8422 | 8.6387 | 11.6735 | 31.7215 | 11.7247 | 8.553 | 11.3731 | 31.8032 | 11.6241 | 8.4796 | 11.1616 | 31.8913 | 11.5216 | 8.4048 | 10.9218 | 31.9823 | 11.4119 | 8.3248 | 10.7151 | 32.0829 | 11.2998 | 8.243 | 10.372 | 32.3277 | 10.8028 | 7.8805 | 9.1553 | 32.4952 | 10.2236 | 7.458 | 6.7962 | 32.4883 | 10.6896 | 7.7979 | 4.9835 | 32.4163 | 10.2807 | 7.4996 | 3.7271 | 31.4943 | 12.2627 | 8.9455 | 13.3676 | 31.4562 | 11.9892 | 8.7459 | 11.983 | 31.4843 | 11.9991 | 8.7532 | 12.0568 | 31.5526 | 12.0092 | 8.7606 | 11.6507 | 31.6136 | 11.9686 | 8.7309 | 11.7041 | 31.6734 | 11.8895 | 8.6732 | 11.416 | 31.7308 | 11.7906 | 8.601 | 11.2467 | 31.7872 | 11.7415 | 8.5653 | 11.0549 | 31.848 | 11.6738 | 8.5158 | 10.8808 | 31.9266 | 11.5188 | 8.4028 | 10.2166 | 32.1611 | 11.7128 | 8.5443 | 7.5833 | 32.2743 | 10.9818 | 8.0111 | 5.4571 | 32.21 | 10.6182 | 7.7458 | 4.1647 | 32.0597 | 10.564 | 7.7063 | 4.4394
BLACKLEY | RED BANK | WHITEGATE | 383882 | 403258 | primary | best view | 30.0549 | 14.2298 | 10.3804 | 15.7988 | 30.0216 | 14.1188 | 10.2995 | 15.5078 | 30.0493 | 14.0211 | 10.2282 | 15.4196 | 30.1209 | 13.8806 | 10.1257 | 15.082 | 30.2046 | 13.833 | 10.091 | 14.8051 | 30.2931 | 13.7132 | 10.0036 | 14.399 | 30.377 | 13.611 | 9.929 | 14.0991 | 30.4702 | 13.4832 | 9.8358 | 13.6868 | 30.5703 | 13.2779 | 9.686 | 13.2368 | 30.6876 | 13.1554 | 9.5967 | 12.7011 | 31.144 | 12.568 | 9.1682 | 10.9146 | 31.4549 | 11.9956 | 8.7506 | 10.0764 | 31.6256 | 11.5116 | 8.3976 | 9.9406 | 31.7086 | 11.1041 | 8.1003 | 10.1482 | 30.0546 | 14.2298 | 10.3804 | 15.7988 | 30.0188 | 14.1647 | 10.3329 | 15.6185 | 30.025 | 14.1258 | 10.3046 | 15.5437 | 30.0641 | 14.0402 | 10.2421 | 15.32 | 30.1057 | 13.9243 | 10.1576 | 15.1458 | 30.159 | 13.8239 | 10.0843 | 14.8664 | 30.2226 | 13.738 | 10.0217 | 14.672 | 30.2973 | 13.6693 | 9.9715 | 14.3611 | 30.3871 | 13.5866 | 9.9112 | 13.9883 | 30.4913 | 13.5287 | 9.869 | 13.6031 | 30.6583 | 13.2185 | 9.6427 | 12.4345 | 30.7701 | 13.044 | 9.5154 | 11.6097 | 30.8302 | 12.8475 | 9.372 | 11.156 | 30.8628 | 12.7303 | 9.2866 | 10.8544 | 30.0549 | 14.2298 | 10.3804 | 15.7988 | 30.0216 | 14.1187 | 10.2994 | 15.5078 | 30.0493 | 14.0211 | 10.2282 | 15.4196 | 30.1209 | 13.8822 | 10.1269 | 15.082 | 30.2046 | 13.8313 | 10.0898 | 14.8051 | 30.2931 | 13.7214 | 10.0096 | 14.399 | 30.377 | 13.5916 | 9.9149 | 14.0991 | 30.4702 | 13.4983 | 9.8468 | 13.6868 | 30.5703 | 13.2922 | 9.6965 | 13.2368 | 30.6784 | 13.1669 | 9.6051 | 12.747 | 31.0964 | 12.5963 | 9.1888 | 11.1059 | 31.3848 | 12.0278 | 8.7741 | 10.3045 | 31.5473 | 11.5343 | 8.4141 | 10.1478 | 31.6305 | 11.1531 | 8.136 | 10.3212 | 30.0559 | 14.2298 | 10.3804 | 15.7988 | 30.0155 | 14.1439 | 10.3177 | 15.5065 | 30.046 | 14.042 | 10.2434 | 15.4147 | 30.1333 | 13.9176 | 10.1527 | 15.0967 | 30.2377 | 13.7778 | 10.0507 | 14.8225 | 30.3465 | 13.588 | 9.9123 | 14.4463 | 30.4695 | 13.4429 | 9.8064 | 14.1423 | 30.6119 | 13.2815 | 9.6886 | 13.7289 | 30.7681 | 13.1131 | 9.5658 | 13.3266 | 30.9527 | 12.9205 | 9.4253 | 12.9179 | 31.5509 | 12.0239 | 8.7712 | 10.8888 | 32.0117 | 10.9179 | 7.9645 | 7.2142 | 32.1948 | 10.1506 | 7.4047 | 4.4949 | 32.2638 | 9.5173 | 6.9427 | 2.4982 | 30.0559 | 14.2298 | 10.3804 | 15.7988 | 29.9999 | 14.1181 | 10.2989 | 15.5523 | 30.0554 | 14.0315 | 10.2358 | 15.3605 | 30.1439 | 13.9431 | 10.1713 | 15.0297 | 30.2345 | 13.7065 | 9.9987 | 14.7405 | 30.33 | 13.4452 | 9.8081 | 14.3924 | 30.4405 | 13.2605 | 9.6734 | 14.14 | 30.5626 | 13.1296 | 9.5778 | 13.7975 | 30.698 | 12.9639 | 9.457 | 13.4056 | 30.8782 | 12.6903 | 9.2574 | 12.4408 | 31.4572 | 11.4742 | 8.3703 | 8.1263 | 31.7634 | 10.5013 | 7.6606 | 4.8185 | 31.7811 | 9.9327 | 7.2457 | 3.0158 | 31.6371 | 9.8063 | 7.1535 | 3.5573
BLACKPOOL | BLACKPOOL | PENWORTHAM WEST / STANAH | 330835 | 435308 | primary | best view | 35.04 | 9.4409 | 6.887 | 19.8871 | 35.0214 | 9.2557 | 6.7519 | 19.0986 | 35.0586 | 9.1868 | 6.7016 | 19.0005 | 35.1135 | 9.0518 | 6.6032 | 18.7922 | 35.1558 | 8.9108 | 6.5003 | 18.6494 | 35.195 | 8.765 | 6.394 | 18.4653 | 35.2357 | 8.6543 | 6.3132 | 18.323 | 35.2795 | 8.5513 | 6.2381 | 18.1877 | 35.3266 | 8.4329 | 6.1517 | 17.983 | 35.3822 | 8.312 | 6.0635 | 17.7858 | 35.4854 | 7.8346 | 5.7152 | 17.2777 | 35.5337 | 7.712 | 5.6258 | 16.9824 | 35.5243 | 7.6705 | 5.5955 | 16.9827 | 35.4699 | 7.6808 | 5.603 | 17.1057 | 35.0399 | 9.4409 | 6.887 | 19.8871 | 35.0104 | 9.35 | 6.8207 | 19.5491 | 35.025 | 9.3287 | 6.8051 | 19.5587 | 35.0552 | 9.2717 | 6.7635 | 19.4715 | 35.0815 | 9.2312 | 6.734 | 19.4387 | 35.1179 | 9.1651 | 6.6858 | 19.3256 | 35.1789 | 9.0268 | 6.5849 | 18.7935 | 35.2652 | 8.8516 | 6.4571 | 18.0518 | 35.3779 | 8.6447 | 6.3062 | 17.1676 | 35.5181 | 8.398 | 6.1262 | 16.0709 | 35.4913 | 8.3048 | 6.0582 | 16.059 | 35.462 | 8.2656 | 6.0297 | 16.1134 | 35.4154 | 8.3214 | 6.0703 | 16.2338 | 35.3538 | 8.3132 | 6.0643 | 16.3696 | 35.04 | 9.4409 | 6.887 | 19.8871 | 35.0214 | 9.2556 | 6.7518 | 19.0986 | 35.0586 | 9.1864 | 6.7013 | 19.0005 | 35.1135 | 9.0503 | 6.6021 | 18.7922 | 35.1558 | 8.907 | 6.4975 | 18.6494 | 35.195 | 8.7609 | 6.3909 | 18.4653 | 35.2357 | 8.6528 | 6.3121 | 18.323 | 35.2795 | 8.5499 | 6.237 | 18.1877 | 35.3266 | 8.4303 | 6.1498 | 17.983 | 35.3796 | 8.3134 | 6.0645 | 17.7984 | 35.4722 | 7.8556 | 5.7305 | 17.3327 | 35.515 | 7.7367 | 5.6438 | 17.0508 | 35.504 | 7.6938 | 5.6125 | 17.0472 | 35.4503 | 7.7085 | 5.6232 | 17.1605 | 35.04 | 9.4409 | 6.887 | 19.8871 | 35.0168 | 9.2587 | 6.7541 | 19.075 | 35.0516 | 9.1496 | 6.6745 | 18.9824 | 35.1063 | 8.9362 | 6.5188 | 18.7807 | 35.1546 | 8.7409 | 6.3764 | 18.6307 | 35.206 | 8.5488 | 6.2362 | 18.4424 | 35.266 | 8.373 | 6.108 | 18.2967 | 35.3331 | 8.2237 | 5.9991 | 18.1573 | 35.4023 | 8.0627 | 5.8817 | 17.9589 | 35.4801 | 7.912 | 5.7717 | 17.7946 | 35.5892 | 7.1304 | 5.2015 | 16.87 | 35.6412 | 6.2214 | 4.5384 | 14.1618 | 34.3956 | 5.5793 | 4.07 | 12.0749 | 31.1159 | 5.0473 | 3.6819 | 10.6445 | 35.04 | 9.4409 | 6.887 | 19.8871 | 34.9996 | 9.2625 | 6.7569 | 19.1175 | 35.0237 | 9.0464 | 6.5992 | 19.0224 | 35.0633 | 8.8284 | 6.4402 | 18.8476 | 35.0966 | 8.5831 | 6.2613 | 18.7304 | 35.1294 | 8.3955 | 6.1244 | 18.5876 | 35.1682 | 8.2078 | 5.9875 | 18.4918 | 35.2114 | 8.064 | 5.8826 | 18.4103 | 35.2517 | 7.9153 | 5.7741 | 18.2749 | 35.2964 | 7.6418 | 5.5746 | 17.6569 | 35.3758 | 6.5301 | 4.7636 | 14.6082 | 33.477 | 5.4303 | 3.9613 | 12.0545 | 31.0365 | 5.0344 | 3.6725 | 10.585 | 31.4029 | 5.0939 | 3.7159 | 11.2021
BOLLINGTON | MACCLESFIELD | MACCLESFIELD | 393042 | 377873 | primary | best view | 16.5329 | 13.9402 | 10.0191 | 5.4927 | 16.5336 | 13.8909 | 9.9837 | 5.3684 | 16.5955 | 13.8407 | 9.9476 | 5.1248 | 16.6725 | 13.8118 | 9.9268 | 4.7597 | 16.7561 | 13.7357 | 9.8721 | 4.343 | 16.8466 | 13.6506 | 9.8109 | 3.9861 | 16.9442 | 13.5297 | 9.7241 | 3.5564 | 17.0532 | 13.4365 | 9.6571 | 3.1243 | 17.1689 | 13.3118 | 9.5675 | 2.6296 | 17.3095 | 13.1829 | 9.4748 | 2.1327 | 17.9035 | 12.5304 | 9.0059 | -0.050127 | 18.324 | 12.5803 | 9.0417 | -1.2658 | 18.5627 | 12.7969 | 9.1974 | -1.4442 | 18.7231 | 12.8391 | 9.2277 | -1.1608 | 16.5319 | 13.9402 | 10.0191 | 5.4927 | 16.5306 | 13.8946 | 9.9863 | 5.3818 | 16.5734 | 13.8752 | 9.9724 | 5.2296 | 16.6187 | 13.8169 | 9.9305 | 5.0362 | 16.6649 | 13.7725 | 9.8986 | 4.8763 | 16.7213 | 13.7182 | 9.8596 | 4.6624 | 16.7933 | 13.6418 | 9.8046 | 4.4178 | 16.8797 | 13.578 | 9.7588 | 4.0933 | 16.9707 | 13.512 | 9.7113 | 3.7477 | 17.0485 | 13.4502 | 9.6669 | 3.4328 | 17.2526 | 13.2874 | 9.5499 | 2.2777 | 17.4427 | 13.0552 | 9.383 | 1.2357 | 17.5819 | 12.9867 | 9.3338 | 0.67949 | 17.6765 | 13.2731 | 9.5396 | 0.2073 | 16.5329 | 13.9402 | 10.0191 | 5.4927 | 16.5336 | 13.891 | 9.9837 | 5.3685 | 16.5954 | 13.8416 | 9.9483 | 5.1249 | 16.6724 | 13.8123 | 9.9272 | 4.7597 | 16.7559 | 13.7367 | 9.8729 | 4.3432 | 16.8467 | 13.6517 | 9.8117 | 3.9861 | 16.9448 | 13.5568 | 9.7436 | 3.556 | 17.054 | 13.4635 | 9.6765 | 3.1238 | 17.1697 | 13.3358 | 9.5847 | 2.6291 | 17.3003 | 13.208 | 9.4929 | 2.1738 | 17.8425 | 12.5739 | 9.0371 | 0.12715 | 18.2231 | 12.6224 | 9.0719 | -1.0367 | 18.4397 | 12.8224 | 9.2157 | -1.2292 | 18.5714 | 12.877 | 9.2549 | -0.96523 | 16.5345 | 13.9402 | 10.0191 | 5.4927 | 16.5352 | 13.9126 | 9.9992 | 5.3538 | 16.6072 | 13.8438 | 9.9498 | 5.1026 | 16.7019 | 13.7277 | 9.8664 | 4.7665 | 16.8149 | 13.5773 | 9.7583 | 4.32 | 16.9485 | 13.4115 | 9.6391 | 3.9245 | 17.1031 | 13.2692 | 9.5369 | 3.478 | 17.2834 | 13.1547 | 9.4546 | 2.994 | 17.4817 | 13.0375 | 9.3703 | 2.5163 | 17.7143 | 12.9496 | 9.3072 | 2.1723 | 18.4313 | 12.3243 | 8.8577 | 0.093884 | 18.983 | 11.5191 | 8.279 | -3.0136 | 19.2644 | 11.2777 | 8.1055 | -4.7235 | 19.4088 | 11.1408 | 8.0071 | -6.1055 | 16.5345 | 13.9402 | 10.0191 | 5.4927 | 16.5226 | 13.8888 | 9.9821 | 5.3948 | 16.6276 | 13.8972 | 9.9882 | 4.981 | 16.7239 | 13.7712 | 9.8977 | 4.6561 | 16.8331 | 13.4795 | 9.688 | 4.2058 | 16.9573 | 13.2201 | 9.5016 | 3.8824 | 17.1046 | 13.1832 | 9.475 | 3.4751 | 17.2698 | 13.1282 | 9.4355 | 3.0955 | 17.451 | 13.0755 | 9.3976 | 2.6699 | 17.6791 | 12.9634 | 9.317 | 1.9858 | 18.3715 | 12.1727 | 8.7487 | -1.6194 | 18.7658 | 11.3044 | 8.1247 | -4.1815 | 18.8747 | 11.0606 | 7.9495 | -5.171 | 18.8195 | 11.1125 | 7.9868 | -4.7185
BOLTON BY BOWLAND | PADIHAM | PADIHAM | 378320 | 449559 | primary | best view | 8.473 | 8.473 | 8.473 | 4.3977 | 8.4776 | 8.4776 | 8.4776 | 4.3571 | 8.5132 | 8.5132 | 8.5132 | 4.2456 | 8.557 | 8.557 | 8.557 | 4.1081 | 8.6054 | 8.6054 | 8.6054 | 3.9867 | 8.6589 | 8.6589 | 8.6589 | 3.8658 | 8.7174 | 8.7174 | 8.7174 | 3.741 | 8.7836 | 8.7836 | 8.7836 | 3.6062 | 8.8462 | 8.8462 | 8.8462 | 3.444 | 8.9195 | 8.9195 | 8.9195 | 3.2232 | 9.1469 | 9.1469 | 9.1469 | 2.4253 | 9.2676 | 9.2676 | 9.2676 | 2.0394 | 9.3287 | 9.3287 | 9.3287 | 1.9267 | 9.3517 | 9.3517 | 9.3517 | 2.0796 | 8.4728 | 8.4728 | 8.4728 | 4.3977 | 8.4785 | 8.4785 | 8.4785 | 4.3864 | 8.5055 | 8.5055 | 8.5055 | 4.3203 | 8.5365 | 8.5365 | 8.5365 | 4.2493 | 8.5681 | 8.5681 | 8.5681 | 4.1926 | 8.6062 | 8.6062 | 8.6062 | 4.1215 | 8.6529 | 8.6529 | 8.6529 | 4.0268 | 8.7076 | 8.7076 | 8.7076 | 3.9131 | 8.7705 | 8.7705 | 8.7705 | 3.7842 | 8.8275 | 8.8275 | 8.8275 | 3.6393 | 8.9455 | 8.9455 | 8.9455 | 3.2635 | 9.0549 | 9.0549 | 9.0549 | 2.8333 | 9.1058 | 9.1058 | 9.1058 | 2.5051 | 9.1174 | 9.1174 | 9.1174 | 2.2931 | 8.473 | 8.473 | 8.473 | 4.3977 | 8.4776 | 8.4776 | 8.4776 | 4.3571 | 8.5132 | 8.5132 | 8.5132 | 4.2456 | 8.557 | 8.557 | 8.557 | 4.1081 | 8.6054 | 8.6054 | 8.6054 | 3.9867 | 8.6589 | 8.6589 | 8.6589 | 3.8658 | 8.7174 | 8.7174 | 8.7174 | 3.741 | 8.7836 | 8.7836 | 8.7836 | 3.6062 | 8.8462 | 8.8462 | 8.8462 | 3.444 | 8.9142 | 8.9142 | 8.9142 | 3.2387 | 9.1301 | 9.1301 | 9.1301 | 2.4924 | 9.2425 | 9.2425 | 9.2425 | 2.1198 | 9.301 | 9.301 | 9.301 | 1.9983 | 9.3245 | 9.3245 | 9.3245 | 2.1361 | 8.4737 | 8.4737 | 8.4737 | 4.3977 | 8.4773 | 8.4773 | 8.4773 | 4.352 | 8.5181 | 8.5181 | 8.5181 | 4.2421 | 8.5725 | 8.5725 | 8.5725 | 4.1049 | 8.6394 | 8.6394 | 8.6394 | 3.9754 | 8.7192 | 8.7192 | 8.7192 | 3.8424 | 8.8002 | 8.8002 | 8.8002 | 3.6987 | 8.8917 | 8.8917 | 8.8917 | 3.5541 | 8.9894 | 8.9894 | 8.9894 | 3.4185 | 9.063 | 9.063 | 9.063 | 3.2807 | 9.2904 | 9.2904 | 9.2904 | 2.6807 | 9.4163 | 9.4163 | 9.4163 | 2.2217 | 9.4474 | 9.4474 | 9.4474 | 2.0992 | 9.4434 | 9.4434 | 9.4434 | 2.055 | 8.4737 | 8.4737 | 8.4737 | 4.3977 | 8.4728 | 8.4728 | 8.4728 | 4.362 | 8.5323 | 8.5323 | 8.5323 | 4.2183 | 8.5901 | 8.5901 | 8.5901 | 4.0792 | 8.6575 | 8.6575 | 8.6575 | 3.9407 | 8.7206 | 8.7206 | 8.7206 | 3.8112 | 8.7926 | 8.7926 | 8.7926 | 3.683 | 8.8736 | 8.8736 | 8.8736 | 3.5596 | 8.9515 | 8.9515 | 8.9515 | 3.4452 | 9.0115 | 9.0115 | 9.0115 | 3.2697 | 9.1951 | 9.1951 | 9.1951 | 2.503 | 9.2674 | 9.2674 | 9.2674 | 2.13 | 9.2531 | 9.2531 | 9.2531 | 2.0944 | 9.2137 | 9.2137 | 9.2137 | 2.2651
BOLTON LE SANDS | LANCASTER | HEYSHAM | 347707 | 467237 | primary | best view | 23.8351 | 13.5537 | 9.7413 | 9.5231 | 23.8464 | 13.4598 | 9.6738 | 9.0265 | 23.925 | 13.3114 | 9.5672 | 8.7584 | 24.0422 | 13.0767 | 9.3985 | 8.3783 | 24.1776 | 12.8046 | 9.2029 | 7.9515 | 24.2882 | 12.7174 | 9.1402 | 7.6014 | 24.4117 | 12.6772 | 9.1114 | 7.1894 | 24.5538 | 12.5447 | 9.0161 | 6.6132 | 24.7199 | 12.4649 | 8.9588 | 6.3346 | 24.9228 | 12.2978 | 8.8387 | 5.6953 | 26.0752 | 11.5391 | 8.2934 | 2.9016 | 27.2437 | 11.0143 | 7.9162 | 0.92992 | 28.1013 | 10.7797 | 7.7476 | -0.74126 | 28.8199 | 10.8414 | 7.7919 | 0.34788 | 23.8347 | 13.5537 | 9.7413 | 9.5231 | 23.8561 | 13.5362 | 9.7287 | 9.414 | 23.9338 | 13.5577 | 9.7442 | 9.2329 | 24.0208 | 13.5058 | 9.7069 | 9.0745 | 24.1204 | 13.4148 | 9.6415 | 8.8692 | 24.2325 | 13.3425 | 9.5895 | 8.7016 | 24.3482 | 13.2434 | 9.5183 | 8.4384 | 24.4843 | 13.1284 | 9.4356 | 8.0111 | 24.6403 | 13.0393 | 9.3716 | 7.7939 | 24.8266 | 12.9396 | 9.2999 | 7.4333 | 25.5166 | 12.5452 | 9.0165 | 6.1384 | 26.2239 | 11.9545 | 8.592 | 4.8309 | 26.7225 | 12.0038 | 8.6274 | 3.3588 | 27.1017 | 12.081 | 8.6829 | 3.5204 | 23.8351 | 13.5537 | 9.7413 | 9.5231 | 23.8452 | 13.4598 | 9.6738 | 9.0269 | 23.9332 | 13.312 | 9.5676 | 8.7571 | 24.0501 | 13.0748 | 9.3971 | 8.3771 | 24.1815 | 12.7984 | 9.1984 | 7.9506 | 24.2931 | 12.7276 | 9.1476 | 7.5997 | 24.4196 | 12.6839 | 9.1161 | 7.1858 | 24.561 | 12.55 | 9.02 | 6.6095 | 24.7095 | 12.4683 | 8.9612 | 6.3362 | 24.8941 | 12.3049 | 8.8438 | 5.7276 | 25.9206 | 11.5573 | 8.3064 | 3.0718 | 26.7444 | 11.0646 | 7.9523 | 1.2963 | 27.3393 | 10.8666 | 7.81 | -0.17912 | 27.7601 | 10.9432 | 7.8651 | 0.97565 | 23.8364 | 13.5537 | 9.7413 | 9.5231 | 23.8499 | 13.423 | 9.6474 | 8.9773 | 23.9532 | 13.1498 | 9.451 | 8.6599 | 24.0944 | 12.8726 | 9.2518 | 8.2551 | 24.2333 | 12.535 | 9.0091 | 7.771 | 24.4013 | 12.2705 | 8.8191 | 7.3087 | 24.6104 | 11.9659 | 8.6002 | 6.709 | 24.8616 | 11.7393 | 8.4373 | 5.9018 | 25.1416 | 11.5789 | 8.322 | 5.4718 | 25.479 | 11.346 | 8.1546 | 4.8692 | 27.2053 | 10.3173 | 7.4152 | 1.6933 | 29.1149 | 8.9945 | 6.4645 | -3.6784 | 30.3088 | 8.0691 | 5.7994 | -8.111 | 30.5893 | 7.5906 | 5.4555 | -9.3381 | 23.8364 | 13.5537 | 9.7413 | 9.5231 | 23.836 | 13.4458 | 9.6638 | 9.0367 | 23.9803 | 13.2592 | 9.5296 | 8.6615 | 24.1167 | 13.0938 | 9.4107 | 8.2481 | 24.2455 | 12.8116 | 9.208 | 7.7674 | 24.4264 | 12.4374 | 8.939 | 7.3459 | 24.6821 | 12.0625 | 8.6695 | 6.8244 | 24.9928 | 11.8691 | 8.5306 | 6.1287 | 25.3477 | 11.7419 | 8.4392 | 5.7759 | 25.7533 | 11.4817 | 8.2521 | 4.6402 | 27.5744 | 10.3452 | 7.4353 | -1.0382 | 29.1981 | 9.0903 | 6.5334 | -5.453 | 30.0137 | 8.256 | 5.9338 | -8.8025 | 29.8632 | 8.4441 | 6.0689 | -7.059
BOTANY BAY | LEYLAND | PENWORTHAM WEST / STANAH | 359442 | 418850 | primary | best view | 19.8941 | 19.8941 | 19.5498 | 10.6942 | 19.9072 | 19.9072 | 19.4641 | 9.9954 | 19.9725 | 19.9725 | 19.3853 | 9.7577 | 20.0615 | 20.0615 | 19.3001 | 9.4238 | 20.1698 | 20.1698 | 19.1623 | 9.052 | 20.2698 | 20.2698 | 19.0383 | 8.5948 | 20.3772 | 20.3772 | 18.9414 | 8.1529 | 20.4986 | 20.4986 | 18.8454 | 7.6841 | 20.6375 | 20.6375 | 18.7546 | 7.1759 | 20.7988 | 20.7988 | 18.6473 | 6.5877 | 21.5643 | 21.5643 | 18.2065 | 4.4406 | 22.2611 | 22.2611 | 17.9574 | 3.2768 | 22.7184 | 22.7184 | 17.8302 | 2.8832 | 23.0441 | 23.0441 | 17.7318 | 2.8273 | 19.8937 | 19.8937 | 19.5498 | 10.6942 | 19.9181 | 19.9181 | 19.4917 | 10.2851 | 19.9837 | 19.9837 | 19.415 | 10.1047 | 20.0568 | 20.0568 | 19.3732 | 9.8804 | 20.124 | 20.124 | 19.3445 | 9.6679 | 20.1977 | 20.1977 | 19.2597 | 9.3637 | 20.2854 | 20.2854 | 19.1805 | 9.0285 | 20.3855 | 20.3855 | 19.1049 | 8.6607 | 20.4977 | 20.4977 | 19.046 | 8.2411 | 20.6269 | 20.6269 | 18.9788 | 7.8126 | 21.0779 | 21.0779 | 18.7429 | 6.3372 | 21.4529 | 21.4529 | 18.5302 | 5.3124 | 21.703 | 21.703 | 18.3899 | 4.788 | 21.8897 | 21.8897 | 18.2614 | 4.4147 | 19.8941 | 19.8941 | 19.5498 | 10.6942 | 19.9067 | 19.9067 | 19.4636 | 9.9956 | 19.977 | 19.977 | 19.3864 | 9.7565 | 20.0659 | 20.0659 | 19.301 | 9.4226 | 20.1736 | 20.1736 | 19.1611 | 9.051 | 20.2721 | 20.2721 | 19.0395 | 8.5933 | 20.3799 | 20.3799 | 18.945 | 8.1512 | 20.5008 | 20.5008 | 18.8517 | 7.6827 | 20.6312 | 20.6312 | 18.7589 | 7.1802 | 20.7773 | 20.7773 | 18.6562 | 6.6423 | 21.4653 | 21.4653 | 18.2337 | 4.6692 | 22.0156 | 22.0156 | 18.0028 | 3.6346 | 22.3519 | 22.3519 | 17.8998 | 3.4222 | 22.577 | 22.577 | 17.8201 | 3.4715 | 19.8952 | 19.8952 | 19.5498 | 10.6942 | 19.9091 | 19.9091 | 19.4517 | 9.9891 | 19.9919 | 19.9919 | 19.366 | 9.7581 | 20.1029 | 20.1029 | 19.2116 | 9.415 | 20.2154 | 20.2154 | 19.1111 | 9.093 | 20.3482 | 20.3482 | 18.9693 | 8.657 | 20.5038 | 20.5038 | 18.843 | 8.2437 | 20.687 | 20.687 | 18.7527 | 7.8108 | 20.8926 | 20.8926 | 18.6506 | 7.3857 | 21.1398 | 21.1398 | 18.5554 | 6.9533 | 22.2527 | 22.2527 | 18.0095 | 4.723 | 23.2104 | 23.2104 | 17.3834 | 1.3981 | 23.7357 | 23.5011 | 16.8907 | -1.2587 | 24.0172 | 22.9826 | 16.518 | -3.1948 | 19.8952 | 19.8952 | 19.5498 | 10.6942 | 19.897 | 19.897 | 19.4743 | 10.0271 | 20.0118 | 20.0118 | 19.381 | 9.6755 | 20.12 | 20.12 | 19.1368 | 9.3068 | 20.2252 | 20.2252 | 18.9695 | 8.998 | 20.354 | 20.354 | 18.8918 | 8.6102 | 20.5209 | 20.5209 | 18.7882 | 8.239 | 20.7159 | 20.7159 | 18.7085 | 7.8669 | 20.9401 | 20.9401 | 18.6217 | 7.434 | 21.2179 | 21.2179 | 18.4765 | 6.5894 | 22.3051 | 22.3051 | 17.7937 | 2.7776 | 23.1486 | 23.1486 | 17.2337 | 0.018298 | 23.4697 | 23.4697 | 16.9412 | -1.3694 | 23.4545 | 23.4545 | 16.9124 | -1.041
BOW LANE | LEYLAND | PENWORTHAM WEST / STANAH | 354895 | 422392 | primary | best view | 25.9519 | 12.2019 | 8.7697 | 11.0302 | 25.9425 | 12.0744 | 8.6781 | 10.7183 | 26.0127 | 10.6767 | 7.6736 | 10.4891 | 26.1185 | 9.2012 | 6.6131 | 10.0273 | 26.2367 | 7.7063 | 5.5387 | 9.5387 | 26.3615 | 6.2014 | 4.4571 | 8.9726 | 26.4996 | 4.6977 | 3.3763 | 8.3488 | 26.666 | 4.4913 | 3.228 | 7.6522 | 26.053 | 4.2894 | 3.0829 | 6.9463 | 24.6672 | 4.0613 | 2.9189 | 6.0955 | 20.4075 | 3.3599 | 2.4149 | 2.843 | 29.1806 | 4.8044 | 3.453 | 0.78048 | 31.3208 | 7.7393 | 5.5624 | -0.035722 | 32.7435 | 8.2846 | 5.9543 | -0.49867 | 25.9514 | 12.2019 | 8.7697 | 11.0302 | 25.9412 | 12.1277 | 8.7164 | 10.8242 | 25.9885 | 10.7848 | 7.7512 | 10.6933 | 26.0584 | 9.3897 | 6.7486 | 10.4122 | 26.1306 | 8.0044 | 5.7529 | 10.1465 | 26.2211 | 6.5896 | 4.7361 | 9.7559 | 26.348 | 5.1697 | 3.7156 | 9.3212 | 26.5036 | 5.0461 | 3.6268 | 8.8504 | 26.6891 | 4.8891 | 3.5139 | 8.2081 | 26.8639 | 4.7377 | 3.4051 | 7.6149 | 26.8457 | 4.4199 | 3.1767 | 5.5632 | 28.3691 | 5.3481 | 3.8438 | 3.9882 | 29.2935 | 7.1834 | 5.1628 | 2.9284 | 30.1076 | 7.4377 | 5.3456 | 2.1351 | 25.9519 | 12.2019 | 8.7697 | 11.0302 | 25.9415 | 12.0744 | 8.6781 | 10.7188 | 26.0107 | 10.6766 | 7.6735 | 10.4901 | 26.1155 | 9.1997 | 6.612 | 10.0289 | 26.2328 | 7.7053 | 5.538 | 9.5408 | 26.3627 | 6.1967 | 4.4537 | 8.9719 | 26.5122 | 4.6967 | 3.3756 | 8.3409 | 26.6808 | 4.4917 | 3.2283 | 7.6429 | 26.0559 | 4.2899 | 3.0832 | 6.9358 | 24.7372 | 4.0728 | 2.9272 | 6.1553 | 20.8792 | 3.4376 | 2.4707 | 3.237 | 29.2372 | 4.9542 | 3.5607 | 1.6095 | 30.2429 | 7.9211 | 5.693 | 0.94487 | 31.1243 | 8.5255 | 6.1275 | 0.78596 | 25.9528 | 12.2019 | 8.7697 | 11.0302 | 25.9323 | 12.072 | 8.6764 | 10.7212 | 26.0086 | 10.48 | 7.5322 | 10.5148 | 26.1362 | 8.7737 | 6.3058 | 10.0782 | 26.2915 | 7.1072 | 5.1081 | 9.6527 | 26.5023 | 5.4315 | 3.9037 | 9.143 | 22.8072 | 3.755 | 2.6988 | 8.5523 | 21.3099 | 3.5085 | 2.5216 | 7.9005 | 19.8328 | 3.2653 | 2.3469 | 7.2983 | 18.2464 | 3.0041 | 2.1591 | 6.6534 | 10.7272 | 1.7661 | 1.2694 | 2.2085 | 11.1999 | 1.844 | 1.3253 | -5.6583 | 22.144 | 3.6458 | 2.6203 | -11.6283 | 20.8758 | 3.437 | 2.4703 | -15.4684 | 25.9528 | 12.2019 | 8.7697 | 11.0302 | 25.9168 | 12.0894 | 8.6889 | 10.8093 | 26.0311 | 11.8913 | 8.5465 | 10.4734 | 26.1683 | 11.6218 | 8.3529 | 10.0514 | 26.331 | 11.3823 | 8.1807 | 9.6175 | 26.5709 | 11.0978 | 7.9762 | 9.11 | 26.898 | 10.8239 | 7.7794 | 8.5366 | 27.2969 | 10.5983 | 7.6172 | 7.9284 | 27.7503 | 10.3452 | 7.4353 | 7.1477 | 28.3222 | 9.891 | 7.1089 | 5.3371 | 31.2384 | 7.795 | 5.6025 | -3.4592 | 33.7019 | 5.902 | 4.2419 | -10.5657 | 30.9153 | 5.09 | 3.6583 | -14.4839 | 30.1925 | 4.971 | 3.5727 | -13.6762
BOWATERS | BARROW & SANDGATE | HARKER / HUTTON | 319579 | 472480 | primary | best view | 2.6844 | 0.44197 | 0.31765 | 2.6844 | 2.6844 | 0.44197 | 0.31765 | 2.6844 | 2.6844 | 0.44197 | 0.31765 | 2.6844 | 2.6844 | 0.44197 | 0.31765 | 2.6844 | 2.6844 | 0.44197 | 0.31765 | 2.6844 | 2.6844 | 0.44197 | 0.31765 | 2.6844 | 2.6844 | 0.44197 | 0.31765 | 2.6844 | 2.6844 | 0.44197 | 0.31765 | 2.6844 | 2.6844 | 0.44197 | 0.31765 | 2.6844 | 2.6844 | 0.44197 | 0.31765 | 2.6844 | 2.6844 | 0.44197 | 0.31765 | 2.6844 | 2.6844 | 0.44197 | 0.31765 | 2.6844 | 2.6844 | 0.44197 | 0.31765 | 2.6844 | 2.6844 | 0.44197 | 0.31765 | 2.6844 | 2.6844 | 0.44197 | 0.31765 | 2.6844 | 2.6844 | 0.44197 | 0.31765 | 2.6844 | 2.6844 | 0.44197 | 0.31765 | 2.6844 | 2.6844 | 0.44197 | 0.31765 | 2.6844 | 2.6844 | 0.44197 | 0.31765 | 2.6844 | 2.6844 | 0.44197 | 0.31765 | 2.6844 | 2.6844 | 0.44197 | 0.31765 | 2.6844 | 2.6844 | 0.44197 | 0.31765 | 2.6844 | 2.6844 | 0.44197 | 0.31765 | 2.6844 | 2.6844 | 0.44197 | 0.31765 | 2.6844 | 2.6844 | 0.44197 | 0.31765 | 2.6844 | 2.6844 | 0.44197 | 0.31765 | 2.6844 | 2.6844 | 0.44197 | 0.31765 | 2.6844 | 2.6844 | 0.44197 | 0.31765 | 2.6844 | 2.6844 | 0.44197 | 0.31765 | 2.6844 | 2.6844 | 0.44197 | 0.31765 | 2.6844 | 2.6844 | 0.44197 | 0.31765 | 2.6844 | 2.6844 | 0.44197 | 0.31765 | 2.6844 | 2.6844 | 0.44197 | 0.31765 | 2.6844 | 2.6844 | 0.44197 | 0.31765 | 2.6844 | 2.6844 | 0.44197 | 0.31765 | 2.6844 | 2.6844 | 0.44197 | 0.31765 | 2.6844 | 2.6844 | 0.44197 | 0.31765 | 2.6844 | 2.6844 | 0.44197 | 0.31765 | 2.6844 | 2.6844 | 0.44197 | 0.31765 | 2.6844 | 2.6844 | 0.44197 | 0.31765 | 2.6844 | 2.6844 | 0.44197 | 0.31765 | 2.6844 | 2.6844 | 0.44197 | 0.31765 | 2.6844 | 2.6844 | 0.44197 | 0.31765 | 2.6844 | 2.6844 | 0.44197 | 0.31765 | 2.6844 | 2.6844 | 0.44197 | 0.31765 | 2.6844 | 2.6844 | 0.44197 | 0.31765 | 2.6844 | 2.6844 | 0.44197 | 0.31765 | 2.6844 | 2.6844 | 0.44197 | 0.31765 | 2.6844 | 2.6844 | 0.44197 | 0.31765 | 2.6844 | 2.6844 | 0.44197 | 0.31765 | 2.6844 | 2.6844 | 0.44197 | 0.31765 | 2.6844 | 2.6844 | 0.44197 | 0.31765 | 2.6844 | 2.6844 | 0.44197 | 0.31765 | 2.6844 | 2.6844 | 0.44197 | 0.31765 | 2.6844 | 2.6844 | 0.44197 | 0.31765 | 2.6844 | 2.6844 | 0.44197 | 0.31765 | 2.6844 | 2.6844 | 0.44197 | 0.31765 | 2.6844 | 2.6844 | 0.44197 | 0.31765 | 2.6844 | 2.6844 | 0.44197 | 0.31765 | 2.6844 | 2.6844 | 0.44197 | 0.31765 | 2.6844 | 2.6844 | 0.44197 | 0.31765 | 2.6844 | 2.6844 | 0.44197 | 0.31765 | 2.6844 | 2.6844 | 0.44197 | 0.31765 | 2.6844 | 2.6844 | 0.44197 | 0.31765 | 2.6844 | 2.6844 | 0.44197 | 0.31765 | 2.6844 | 2.6844 | 0.44197 | 0.31765 | 2.6844 | 2.6844 | 0.44197 | 0.31765 | 2.6844 | 2.6844 | 0.44197 | 0.31765 | 2.6844 | 2.6844 | 0.44197 | 0.31765 | 2.6844 | 2.6844 | 0.44197 | 0.31765 | 2.6844
BOWDON | ALTRINCHAM | CARRINGTON | 376743 | 386810 | primary | best view | 31.7241 | 13.158 | 9.4569 | 12.4064 | 31.7078 | 13.007 | 9.3484 | 11.9589 | 31.7788 | 12.9376 | 9.2985 | 11.8358 | 31.8655 | 12.733 | 9.1515 | 11.4423 | 31.9575 | 12.4713 | 8.9633 | 11.0302 | 32.0576 | 12.2721 | 8.8202 | 10.7636 | 32.1637 | 12.0859 | 8.6864 | 10.3621 | 32.2788 | 11.9448 | 8.5849 | 10.0032 | 32.4008 | 11.7638 | 8.4549 | 9.4354 | 32.5409 | 11.6055 | 8.3411 | 8.955 | 33.0209 | 10.8284 | 7.7826 | 7.3103 | 33.3308 | 10.5972 | 7.6164 | 6.4358 | 33.5066 | 10.7374 | 7.7172 | 6.4347 | 33.5993 | 10.8903 | 7.8271 | 6.608 | 31.7229 | 13.158 | 9.4569 | 12.4064 | 31.7031 | 13.0277 | 9.3632 | 12.0102 | 31.7555 | 12.984 | 9.3319 | 12.0496 | 31.8098 | 12.8305 | 9.2215 | 11.9046 | 31.8628 | 12.7418 | 9.1578 | 11.6318 | 31.9295 | 12.6244 | 9.0734 | 11.5166 | 32.0184 | 12.4597 | 8.955 | 11.2482 | 32.1296 | 12.4037 | 8.9148 | 11.0594 | 32.2538 | 12.283 | 8.828 | 10.5006 | 32.3873 | 12.1879 | 8.7597 | 10.1121 | 32.5521 | 11.9336 | 8.5769 | 9.1772 | 32.6685 | 11.7257 | 8.4275 | 8.4343 | 32.738 | 11.725 | 8.427 | 8.0805 | 32.7722 | 11.6328 | 8.3607 | 7.7473 | 31.7241 | 13.158 | 9.4569 | 12.4064 | 31.7078 | 13.0079 | 9.349 | 11.9589 | 31.7788 | 12.9374 | 9.2983 | 11.8358 | 31.8655 | 12.733 | 9.1514 | 11.4423 | 31.9575 | 12.4715 | 8.9635 | 11.0302 | 32.0576 | 12.2645 | 8.8148 | 10.7636 | 32.1637 | 12.0854 | 8.686 | 10.3621 | 32.2788 | 11.9409 | 8.5822 | 10.0032 | 32.4008 | 11.7662 | 8.4566 | 9.4354 | 32.5304 | 11.611 | 8.3451 | 9.008 | 32.9686 | 10.8652 | 7.809 | 7.5306 | 33.256 | 10.6506 | 7.6548 | 6.7036 | 33.4243 | 10.7615 | 7.7345 | 6.6834 | 33.5182 | 10.9417 | 7.864 | 6.8387 | 31.726 | 13.158 | 9.4569 | 12.4064 | 31.7088 | 13.0223 | 9.3594 | 11.9701 | 31.7819 | 12.8817 | 9.2583 | 11.8838 | 31.879 | 12.6785 | 9.1123 | 11.5379 | 31.9903 | 12.4472 | 8.946 | 11.193 | 32.1174 | 12.2316 | 8.7911 | 10.9909 | 32.2588 | 12.0177 | 8.6374 | 10.6336 | 32.4203 | 11.859 | 8.5233 | 10.2912 | 32.5974 | 11.7002 | 8.4091 | 9.8493 | 32.8055 | 11.5422 | 8.2956 | 9.5511 | 33.4122 | 10.6732 | 7.6711 | 7.4673 | 33.9022 | 9.5871 | 6.8904 | 3.2291 | 34.1478 | 9.011 | 6.4764 | 0.23096 | 34.2579 | 8.4707 | 6.088 | -1.8167 | 31.726 | 13.158 | 9.4569 | 12.4064 | 31.6833 | 13.024 | 9.3606 | 12.0298 | 31.7766 | 12.9209 | 9.2865 | 11.7164 | 31.8546 | 12.6717 | 9.1074 | 11.3781 | 31.94 | 12.4542 | 8.9511 | 11.1616 | 32.0341 | 12.2685 | 8.8176 | 11.0126 | 32.1448 | 12.0383 | 8.6522 | 10.7086 | 32.2675 | 11.8971 | 8.5507 | 10.47 | 32.4098 | 11.7257 | 8.4275 | 10.0265 | 32.6051 | 11.4323 | 8.2166 | 8.9961 | 33.2126 | 9.9372 | 7.1421 | 4.1836 | 33.5405 | 9.0215 | 6.4839 | 0.34483 | 33.6028 | 8.8055 | 6.3287 | -1.4185 | 33.4744 | 8.8381 | 6.3521 | -0.50696
BRADFORD | STUART ST | STALYBRIDGE | 387613 | 397710 | primary | best view | 26.0828 | 4.6839 | 3.4169 | 15.0111 | 25.84 | 4.1915 | 3.0576 | 12.8838 | 24.2138 | 3.9277 | 2.8652 | 12.6621 | 22.5994 | 3.6658 | 2.6742 | 12.4712 | 20.9795 | 3.4031 | 2.4825 | 12.2953 | 19.0907 | 3.0967 | 2.259 | 12.0289 | 17.4144 | 2.8248 | 2.0606 | 11.7799 | 16.7389 | 2.7152 | 1.9807 | 11.6205 | 15.6694 | 2.5417 | 1.8542 | 11.2661 | 14.7339 | 2.39 | 1.7435 | 10.9242 | 11.6033 | 1.8822 | 1.373 | 9.5566 | 9.0507 | 1.4681 | 1.071 | 8.4842 | 10.8811 | 1.765 | 1.2876 | 7.4046 | 11.2196 | 1.8199 | 1.3276 | 6.159 | 25.2383 | 4.6839 | 3.4169 | 15.0111 | 25.2313 | 4.4247 | 3.2278 | 13.9808 | 25.264 | 4.2732 | 3.1173 | 13.9928 | 25.1053 | 4.0723 | 2.9707 | 13.983 | 24.0239 | 3.8969 | 2.8427 | 14.0069 | 22.8038 | 3.699 | 2.6984 | 13.9235 | 21.8079 | 3.5375 | 2.5805 | 13.7992 | 21.5064 | 3.4885 | 2.5448 | 13.7147 | 20.9454 | 3.3975 | 2.4785 | 13.4276 | 20.5925 | 3.3403 | 2.4367 | 13.1632 | 19.4724 | 3.1586 | 2.3042 | 12.3992 | 18.5616 | 3.0109 | 2.1964 | 11.7992 | 20.1661 | 3.2711 | 2.3862 | 11.4589 | 21.5837 | 3.5011 | 2.554 | 11.1964 | 25.2384 | 4.6839 | 3.4169 | 15.0111 | 25.2531 | 4.1921 | 3.058 | 12.8843 | 24.1814 | 3.9225 | 2.8614 | 12.6602 | 22.5908 | 3.6644 | 2.6732 | 12.4695 | 20.9755 | 3.4024 | 2.482 | 12.294 | 19.0799 | 3.0949 | 2.2577 | 12.0268 | 17.3949 | 2.8216 | 2.0583 | 11.7758 | 16.7274 | 2.7134 | 1.9794 | 11.6166 | 15.6309 | 2.5355 | 1.8496 | 11.2694 | 14.8236 | 2.4045 | 1.7541 | 10.9513 | 11.7712 | 1.9094 | 1.3929 | 9.7004 | 9.5404 | 1.5475 | 1.1289 | 8.8349 | 12.122 | 1.9663 | 1.4344 | 8.4278 | 13.7679 | 2.2333 | 1.6291 | 8.2908 | 25.2385 | 4.6839 | 3.4169 | 15.0111 | 25.2553 | 4.1875 | 3.0547 | 12.8713 | 24.4874 | 3.9721 | 2.8976 | 12.6587 | 22.5331 | 3.6551 | 2.6663 | 12.4797 | 20.5845 | 3.339 | 2.4358 | 12.3207 | 18.7113 | 3.0352 | 2.2141 | 12.0705 | 17.0649 | 2.7681 | 2.0193 | 11.8358 | 16.2075 | 2.629 | 1.9178 | 11.592 | 15.151 | 2.4576 | 1.7928 | 11.3134 | 13.9941 | 2.27 | 1.6559 | 10.953 | 8.9455 | 1.4511 | 1.0585 | 8.9315 | 1.7771 | 0.28826 | 0.21028 | 1.7771 | 2.6914 | 0.43658 | 0.31848 | 0.82928 | 2.6914 | 0.43658 | 0.31848 | -1.4081 | 25.2385 | 4.6839 | 3.4169 | 15.0111 | 25.2519 | 4.2311 | 3.0865 | 12.9 | 24.2844 | 3.9392 | 2.8736 | 12.6463 | 22.908 | 3.7159 | 2.7107 | 12.4647 | 21.0352 | 3.4121 | 2.4891 | 12.3103 | 18.3398 | 2.9749 | 2.1701 | 12.0816 | 17.1737 | 2.7857 | 2.0322 | 11.7625 | 16.3313 | 2.6491 | 1.9325 | 11.5117 | 15.2605 | 2.4754 | 1.8058 | 11.1939 | 13.2181 | 2.1441 | 1.5641 | 10.2762 | 6.5698 | 1.0657 | 0.7774 | 6.1428 | 0.6777 | 0.10993 | 0.080193 | 0.6777 | 1.6692 | 0.27075 | 0.19751 | 0.3673 | 0.2415 | 0.039174 | 0.028577 | -0.34392
BRADSHAWGATE | BOLTON | KEARSLEY | 371891 | 408910 | primary | best view | 34.3163 | 11.8888 | 8.6727 | 21.7422 | 34.3067 | 11.8548 | 8.6479 | 21.3831 | 34.3484 | 11.8369 | 8.6349 | 21.4155 | 34.4066 | 11.7684 | 8.5849 | 21.1461 | 34.4611 | 11.6952 | 8.5315 | 21.0688 | 34.5156 | 11.5489 | 8.4247 | 20.7221 | 34.574 | 11.4771 | 8.3724 | 20.645 | 34.6395 | 11.403 | 8.3183 | 20.4611 | 34.7099 | 11.3398 | 8.2722 | 20.3167 | 34.7902 | 11.2461 | 8.2038 | 19.9868 | 35.0896 | 10.8687 | 7.9285 | 19.1787 | 35.4092 | 10.7506 | 7.8424 | 18.7297 | 35.6378 | 11.0762 | 8.0799 | 18.4565 | 35.8557 | 10.8694 | 7.9291 | 18.3586 | 34.3161 | 11.8888 | 8.6727 | 21.7422 | 34.2979 | 11.8769 | 8.664 | 21.6064 | 34.327 | 11.8429 | 8.6393 | 21.7653 | 34.3669 | 11.7685 | 8.585 | 21.6316 | 34.3814 | 11.7311 | 8.5577 | 21.6964 | 34.4021 | 11.6439 | 8.4941 | 21.5078 | 34.4421 | 11.5842 | 8.4505 | 21.4576 | 34.5001 | 11.541 | 8.419 | 21.2899 | 34.5762 | 11.5137 | 8.3991 | 21.1307 | 34.6707 | 11.4275 | 8.3362 | 20.6685 | 34.7692 | 11.3865 | 8.3063 | 20.4659 | 34.8803 | 11.3576 | 8.2852 | 20.385 | 34.9987 | 11.6772 | 8.5184 | 20.2074 | 35.0938 | 11.7903 | 8.6008 | 20.0916 | 34.3163 | 11.8888 | 8.6727 | 21.7422 | 34.3065 | 11.8424 | 8.6389 | 21.3832 | 34.3481 | 11.8244 | 8.6257 | 21.4158 | 34.4062 | 11.7468 | 8.5691 | 21.1465 | 34.4605 | 11.645 | 8.4949 | 21.0693 | 34.5158 | 11.509 | 8.3956 | 20.722 | 34.5759 | 11.4419 | 8.3467 | 20.6435 | 34.6417 | 11.3789 | 8.3008 | 20.4594 | 34.7124 | 11.3234 | 8.2603 | 20.3147 | 34.7881 | 11.2164 | 8.1822 | 20.0021 | 35.0429 | 10.8779 | 7.9353 | 19.2746 | 35.2609 | 10.7623 | 7.8509 | 18.9178 | 35.4404 | 11.0872 | 8.088 | 18.6796 | 35.5701 | 10.8566 | 7.9197 | 18.6402 | 34.3166 | 11.8888 | 8.6727 | 21.7422 | 34.3013 | 11.8063 | 8.6126 | 21.3779 | 34.3401 | 11.7682 | 8.5847 | 21.4191 | 34.4005 | 11.6349 | 8.4875 | 21.1582 | 34.4621 | 11.4998 | 8.389 | 21.0853 | 34.5339 | 11.3229 | 8.2599 | 20.7308 | 34.6189 | 11.2125 | 8.1793 | 20.6412 | 34.7185 | 11.105 | 8.101 | 20.4313 | 34.8299 | 11.0028 | 8.0264 | 20.2762 | 34.959 | 10.8715 | 7.9306 | 19.9602 | 35.4865 | 10.2992 | 7.5131 | 18.8053 | 35.9966 | 9.6776 | 7.0597 | 16.8191 | 36.274 | 9.6657 | 7.051 | 15.2255 | 36.3609 | 9.2413 | 6.7414 | 14.2572 | 34.3166 | 11.8888 | 8.6727 | 21.7422 | 34.2899 | 11.8519 | 8.6458 | 21.4037 | 34.3286 | 11.885 | 8.6699 | 21.4037 | 34.3817 | 11.7655 | 8.5828 | 21.1517 | 34.4348 | 11.666 | 8.5102 | 21.0755 | 34.4979 | 11.5404 | 8.4185 | 20.7258 | 34.5778 | 11.2784 | 8.2274 | 20.6673 | 34.6716 | 11.2936 | 8.2385 | 20.4915 | 34.7802 | 11.2135 | 8.1801 | 20.3268 | 34.9138 | 11.0146 | 8.035 | 19.7083 | 35.4776 | 10.637 | 7.7595 | 17.3061 | 35.8898 | 9.8226 | 7.1654 | 15.562 | 36.0121 | 9.4666 | 6.9057 | 14.5217 | 35.9477 | 9.4267 | 6.8766 | 14.9097
BRAMHALL | HAZEL GROVE | BREDBURY | 389440 | 386463 | primary | best view | 23.34 | 13.222 | 9.5029 | 9.9096 | 23.3219 | 13.1624 | 9.4601 | 9.8623 | 23.3583 | 12.9795 | 9.3286 | 9.5525 | 23.4227 | 12.9673 | 9.3199 | 9.1101 | 23.5069 | 12.9259 | 9.2901 | 9.0768 | 23.6018 | 12.7967 | 9.1973 | 8.7819 | 23.7039 | 12.6456 | 9.0886 | 8.3898 | 23.8181 | 12.5582 | 9.0258 | 8.0848 | 23.9421 | 12.4531 | 8.9503 | 7.7784 | 24.0867 | 12.3158 | 8.8516 | 7.359 | 24.6027 | 11.8181 | 8.4939 | 5.9676 | 24.8756 | 11.4603 | 8.2367 | 5.4326 | 25.0398 | 11.0855 | 7.9674 | 5.3482 | 25.1372 | 11.0046 | 7.9092 | 5.6778 | 23.3394 | 13.222 | 9.5029 | 9.9096 | 23.3376 | 13.1751 | 9.4692 | 9.9373 | 23.3707 | 13.1171 | 9.4275 | 9.7014 | 23.4197 | 13.0017 | 9.3446 | 9.4094 | 23.4768 | 12.9345 | 9.2963 | 9.5069 | 23.5466 | 12.9078 | 9.2771 | 9.3302 | 23.6231 | 12.817 | 9.2118 | 9.0209 | 23.6998 | 12.7841 | 9.1882 | 8.785 | 23.7837 | 12.7245 | 9.1454 | 8.5268 | 23.8728 | 12.6471 | 9.0897 | 8.1997 | 24.146 | 12.4096 | 8.919 | 7.307 | 24.3006 | 12.2166 | 8.7803 | 6.7884 | 24.411 | 12.134 | 8.7209 | 6.4661 | 24.4866 | 12.0584 | 8.6666 | 6.3786 | 23.34 | 13.222 | 9.5029 | 9.9096 | 23.3219 | 13.1582 | 9.457 | 9.8623 | 23.3583 | 12.9544 | 9.3106 | 9.5525 | 23.4227 | 12.9568 | 9.3123 | 9.1101 | 23.5069 | 12.9216 | 9.287 | 9.0768 | 23.6018 | 12.7943 | 9.1955 | 8.7819 | 23.7039 | 12.6478 | 9.0903 | 8.3898 | 23.8181 | 12.555 | 9.0236 | 8.0848 | 23.9421 | 12.4539 | 8.9508 | 7.7784 | 24.0739 | 12.3222 | 8.8562 | 7.3998 | 24.5581 | 11.8547 | 8.5202 | 6.15 | 24.8113 | 11.5079 | 8.271 | 5.6492 | 24.969 | 11.153 | 8.0159 | 5.5475 | 25.0673 | 11.0444 | 7.9378 | 5.8572 | 23.3416 | 13.222 | 9.5029 | 9.9096 | 23.3219 | 13.1688 | 9.4647 | 9.8737 | 23.3713 | 12.9268 | 9.2908 | 9.5902 | 23.4615 | 12.7309 | 9.1499 | 9.1825 | 23.5874 | 12.5879 | 9.0471 | 9.1893 | 23.7375 | 12.3543 | 8.8793 | 8.9444 | 23.9077 | 12.192 | 8.7626 | 8.6038 | 24.1056 | 12.1239 | 8.7137 | 8.355 | 24.2626 | 12.0426 | 8.6553 | 8.1408 | 24.4312 | 11.9201 | 8.5672 | 7.8681 | 24.9765 | 11.1054 | 7.9817 | 6.0738 | 25.4587 | 9.7969 | 7.0412 | 2.0438 | 25.7223 | 8.6627 | 6.2261 | -1.2658 | 25.8721 | 7.8335 | 5.6301 | -3.359 | 23.3416 | 13.222 | 9.5029 | 9.9096 | 23.3063 | 13.1711 | 9.4663 | 9.9221 | 23.3921 | 13.0593 | 9.386 | 9.5212 | 23.4853 | 12.9581 | 9.3133 | 9.1017 | 23.6068 | 12.8702 | 9.2501 | 9.1757 | 23.7424 | 12.7477 | 9.162 | 8.9948 | 23.9007 | 12.5502 | 9.02 | 8.7117 | 24.0334 | 12.4641 | 8.9582 | 8.534 | 24.1563 | 12.3203 | 8.8549 | 8.24 | 24.3302 | 12.0624 | 8.6695 | 7.2534 | 24.9009 | 10.7818 | 7.7491 | 2.7291 | 25.2457 | 9.6032 | 6.902 | -0.89465 | 25.344 | 8.952 | 6.434 | -3.0732 | 25.2602 | 8.8448 | 6.3569 | -2.2674
BRIDGEWATER | BLOOM ST | SOUTH MANCHESTER | 383543 | 397628 | primary | best view | 31.3777 | 13.7912 | 10.0605 | 15.4055 | 31.3493 | 13.7456 | 10.0272 | 15.2785 | 31.3849 | 13.6987 | 9.993 | 15.2166 | 31.4513 | 13.5286 | 9.8689 | 15.0665 | 31.4943 | 13.3368 | 9.729 | 14.957 | 31.5304 | 13.1149 | 9.5672 | 14.8427 | 31.5663 | 13.0693 | 9.5339 | 14.7178 | 31.6023 | 13.1058 | 9.5605 | 14.6571 | 31.6379 | 13.1071 | 9.5614 | 14.6187 | 31.6756 | 13.0915 | 9.5501 | 14.5192 | 31.8001 | 12.9542 | 9.4499 | 14.1677 | 31.8292 | 12.88 | 9.3958 | 14.0158 | 31.804 | 13.4329 | 9.7991 | 14.0405 | 31.7377 | 13.9974 | 10.2109 | 14.1832 | 31.3776 | 13.7912 | 10.0605 | 15.4055 | 31.2823 | 13.8012 | 10.0678 | 15.5338 | 31.2327 | 13.8082 | 10.0729 | 15.7115 | 31.2115 | 13.7323 | 10.0175 | 15.8066 | 31.1665 | 13.5603 | 9.892 | 15.9464 | 31.1194 | 13.5103 | 9.8555 | 16.0651 | 31.0929 | 13.4939 | 9.8436 | 16.1137 | 31.0853 | 13.4897 | 9.8406 | 16.1683 | 31.0957 | 13.4629 | 9.821 | 16.1916 | 31.1223 | 13.4297 | 9.7968 | 16.1381 | 31.1185 | 13.3742 | 9.7563 | 16.1279 | 31.079 | 13.3235 | 9.7193 | 16.1995 | 31.0062 | 13.9072 | 10.1451 | 16.3545 | 30.9126 | 14.4337 | 10.5292 | 16.538 | 31.3777 | 13.7912 | 10.0605 | 15.4055 | 31.3493 | 13.7462 | 10.0276 | 15.2785 | 31.3849 | 13.7002 | 9.9941 | 15.2166 | 31.4513 | 13.5363 | 9.8745 | 15.0665 | 31.4943 | 13.3435 | 9.7339 | 14.957 | 31.5304 | 13.1308 | 9.5787 | 14.8427 | 31.5663 | 13.0387 | 9.5116 | 14.7178 | 31.6023 | 13.0859 | 9.546 | 14.6571 | 31.6379 | 13.0959 | 9.5532 | 14.6187 | 31.6736 | 13.084 | 9.5446 | 14.523 | 31.794 | 12.9553 | 9.4507 | 14.1839 | 31.8203 | 12.8843 | 9.3989 | 14.0359 | 31.794 | 13.4376 | 9.8025 | 14.0598 | 31.7278 | 14.0043 | 10.216 | 14.1998 | 31.3778 | 13.7912 | 10.0605 | 15.4055 | 31.3386 | 13.757 | 10.0355 | 15.3111 | 31.364 | 13.7297 | 10.0157 | 15.2875 | 31.4217 | 13.5231 | 9.8649 | 15.176 | 31.4578 | 13.2161 | 9.6409 | 15.1015 | 31.4884 | 12.9264 | 9.4297 | 15.0178 | 31.5214 | 12.8344 | 9.3625 | 14.8986 | 31.556 | 12.7649 | 9.3118 | 14.8509 | 31.5911 | 12.6763 | 9.2472 | 14.8096 | 31.629 | 12.5965 | 9.189 | 14.7351 | 31.6834 | 12.2653 | 8.9474 | 14.4121 | 31.6706 | 11.9325 | 8.7046 | 13.5545 | 31.5866 | 12.2547 | 8.9396 | 12.938 | 31.4562 | 12.6057 | 9.1957 | 12.5727 | 31.3778 | 13.7912 | 10.0605 | 15.4055 | 31.3338 | 13.7542 | 10.0335 | 15.3254 | 31.3634 | 13.6007 | 9.9215 | 15.2972 | 31.4189 | 13.3008 | 9.7027 | 15.194 | 31.4515 | 13.3163 | 9.7141 | 15.1287 | 31.4769 | 13.2148 | 9.64 | 15.057 | 31.5051 | 13.1116 | 9.5647 | 14.9504 | 31.5332 | 13.0746 | 9.5378 | 14.9164 | 31.562 | 13.019 | 9.4972 | 14.874 | 31.5968 | 12.9324 | 9.434 | 14.6253 | 31.6573 | 12.6466 | 9.2255 | 13.5769 | 31.6248 | 12.4299 | 9.0674 | 12.7814 | 31.5159 | 13.3925 | 9.7696 | 12.4161 | 31.3468 | 13.4249 | 9.7933 | 12.8182
BRINKSWAY | ADSWOOD | BREDBURY | 388434 | 389885 | primary | best view | 30.3917 | 13.4419 | 9.8057 | 18.4516 | 30.3864 | 13.2369 | 9.6561 | 17.3553 | 30.4201 | 13.1486 | 9.5917 | 17.0867 | 30.4876 | 13.038 | 9.511 | 16.8553 | 30.5621 | 12.9543 | 9.45 | 16.6789 | 30.642 | 12.8723 | 9.3902 | 16.5725 | 30.7282 | 12.7636 | 9.3109 | 16.3171 | 30.8249 | 12.6747 | 9.246 | 16.0997 | 30.9376 | 12.4521 | 9.0837 | 15.1483 | 31.0719 | 12.3286 | 8.9935 | 14.8414 | 31.72 | 11.8711 | 8.6598 | 13.9908 | 32.3519 | 11.4948 | 8.3853 | 13.0893 | 32.7688 | 11.2801 | 8.2287 | 12.3434 | 33.0075 | 11.0135 | 8.0342 | 11.4977 | 30.3914 | 13.4419 | 9.8057 | 18.4516 | 30.3859 | 13.3562 | 9.7431 | 18.0752 | 30.4176 | 13.3174 | 9.7149 | 18.0002 | 30.4711 | 13.2615 | 9.6741 | 17.9404 | 30.5245 | 13.2154 | 9.6404 | 17.9469 | 30.5831 | 13.1806 | 9.6151 | 17.9978 | 30.6587 | 13.1254 | 9.5748 | 17.8702 | 30.7497 | 13.0655 | 9.5311 | 17.6879 | 30.8563 | 12.9329 | 9.4344 | 17.1347 | 30.9848 | 12.8525 | 9.3757 | 16.8581 | 31.3866 | 12.6975 | 9.2627 | 16.3676 | 31.7648 | 12.4523 | 9.0838 | 15.6842 | 31.9895 | 12.2268 | 8.9193 | 15.2395 | 32.1256 | 12.0813 | 8.8131 | 15.0853 | 30.3917 | 13.4419 | 9.8057 | 18.4516 | 30.3857 | 13.2359 | 9.6554 | 17.3553 | 30.427 | 13.1481 | 9.5913 | 17.0868 | 30.4944 | 13.0383 | 9.5113 | 16.8554 | 30.5684 | 12.9555 | 9.4509 | 16.6791 | 30.6462 | 12.8718 | 9.3898 | 16.5724 | 30.732 | 12.7627 | 9.3102 | 16.3165 | 30.8273 | 12.6744 | 9.2458 | 16.099 | 30.9276 | 12.4518 | 9.0835 | 15.1474 | 31.0487 | 12.3313 | 8.9955 | 14.8582 | 31.6346 | 11.893 | 8.6758 | 14.0789 | 32.1258 | 11.5737 | 8.4429 | 13.5338 | 32.4029 | 11.4259 | 8.335 | 13.1762 | 32.5433 | 11.2993 | 8.2426 | 13.229 | 30.3922 | 13.4419 | 9.8057 | 18.4516 | 30.3849 | 13.2304 | 9.6514 | 17.3651 | 30.4273 | 13.1397 | 9.5852 | 17.1103 | 30.5008 | 13.0224 | 9.4997 | 16.8887 | 30.5804 | 12.9065 | 9.4151 | 16.718 | 30.6789 | 12.7842 | 9.3259 | 16.6069 | 30.7983 | 12.6644 | 9.2385 | 16.328 | 30.939 | 12.5392 | 9.1472 | 16.0808 | 31.0978 | 12.3105 | 8.9803 | 15.1105 | 31.2844 | 12.1796 | 8.8848 | 14.8056 | 32.2284 | 11.5239 | 8.4065 | 13.6356 | 33.3321 | 10.3895 | 7.579 | 9.3235 | 33.9327 | 9.3178 | 6.7972 | 5.5832 | 34.0613 | 8.6127 | 6.2829 | 3.4887 | 30.3922 | 13.4419 | 9.8057 | 18.4516 | 30.3706 | 13.2451 | 9.6622 | 17.3911 | 30.4212 | 13.1381 | 9.5841 | 17.0951 | 30.4846 | 12.9977 | 9.4816 | 16.8755 | 30.5522 | 12.8379 | 9.3651 | 16.7088 | 30.6442 | 12.6929 | 9.2593 | 16.6149 | 30.7811 | 12.5669 | 9.1674 | 16.3588 | 30.9474 | 12.4513 | 9.0831 | 16.1429 | 31.1449 | 12.1937 | 8.8951 | 15.1576 | 31.3936 | 11.9395 | 8.7097 | 14.5357 | 32.4198 | 11.0641 | 8.0711 | 12.1454 | 33.3869 | 10.066 | 7.343 | 8.493 | 33.6701 | 9.4176 | 6.87 | 5.6085 | 33.4876 | 9.1632 | 6.6844 | 4.7745
BROADHEATH | ALTRINCHAM | CARRINGTON | 376412 | 389026 | primary | best view | 0.48852 | 0.080432 | 0.057808 | 0.48852 | 2.6844 | 0.44197 | 0.31765 | 2.6844 | 2.6844 | 0.44197 | 0.31765 | 2.6844 | 2.6844 | 0.44197 | 0.31765 | 2.6844 | 2.6844 | 0.44197 | 0.31765 | 2.6844 | 2.6844 | 0.44197 | 0.31765 | 2.6844 | 2.6844 | 0.44197 | 0.31765 | 2.6844 | 2.6844 | 0.44197 | 0.31765 | 2.6844 | 2.6844 | 0.44197 | 0.31765 | 2.6844 | 2.6844 | 0.44197 | 0.31765 | 2.6844 | 2.6844 | 0.44197 | 0.31765 | 2.6844 | 2.6844 | 0.44197 | 0.31765 | 2.6844 | 2.6844 | 0.44197 | 0.31765 | 2.6844 | 2.6844 | 0.44197 | 0.31765 | 2.6844 | 0.48852 | 0.080432 | 0.057808 | 0.48852 | 2.6844 | 0.44197 | 0.31765 | 2.6844 | 2.6844 | 0.44197 | 0.31765 | 2.6844 | 2.6844 | 0.44197 | 0.31765 | 2.6844 | 2.6844 | 0.44197 | 0.31765 | 2.6844 | 2.6844 | 0.44197 | 0.31765 | 2.6844 | 2.6844 | 0.44197 | 0.31765 | 2.6844 | 2.6844 | 0.44197 | 0.31765 | 2.6844 | 2.6844 | 0.44197 | 0.31765 | 2.6844 | 2.6844 | 0.44197 | 0.31765 | 2.6844 | 2.6844 | 0.44197 | 0.31765 | 2.6844 | 2.6844 | 0.44197 | 0.31765 | 2.6844 | 2.6844 | 0.44197 | 0.31765 | 2.6844 | 2.6844 | 0.44197 | 0.31765 | 2.6844 | 0.48852 | 0.080432 | 0.057808 | 0.48852 | 2.6844 | 0.44197 | 0.31765 | 2.6844 | 2.6844 | 0.44197 | 0.31765 | 2.6844 | 2.6844 | 0.44197 | 0.31765 | 2.6844 | 2.6844 | 0.44197 | 0.31765 | 2.6844 | 2.6844 | 0.44197 | 0.31765 | 2.6844 | 2.6844 | 0.44197 | 0.31765 | 2.6844 | 2.6844 | 0.44197 | 0.31765 | 2.6844 | 2.6844 | 0.44197 | 0.31765 | 2.6844 | 2.6844 | 0.44197 | 0.31765 | 2.6844 | 2.6844 | 0.44197 | 0.31765 | 2.6844 | 2.6844 | 0.44197 | 0.31765 | 2.6844 | 2.6844 | 0.44197 | 0.31765 | 2.6844 | 2.6844 | 0.44197 | 0.31765 | 2.6844 | 0.48852 | 0.080432 | 0.057808 | 0.48852 | 2.6844 | 0.44197 | 0.31765 | 2.6844 | 2.6844 | 0.44197 | 0.31765 | 2.6844 | 2.6844 | 0.44197 | 0.31765 | 2.6844 | 2.6844 | 0.44197 | 0.31765 | 2.6844 | 2.6844 | 0.44197 | 0.31765 | 2.6844 | 2.6844 | 0.44197 | 0.31765 | 2.6844 | 2.6844 | 0.44197 | 0.31765 | 2.6844 | 2.6844 | 0.44197 | 0.31765 | 2.6844 | 2.6844 | 0.44197 | 0.31765 | 2.6844 | 2.6844 | 0.44197 | 0.31765 | 2.6844 | 2.6844 | 0.44197 | 0.31765 | 2.6844 | 2.6844 | 0.44197 | 0.31765 | -1.9785 | 2.6844 | 0.44197 | 0.31765 | -6.1705 | 0.48852 | 0.080432 | 0.057808 | 0.48852 | 2.6844 | 0.44197 | 0.31765 | 2.6844 | 2.6844 | 0.44197 | 0.31765 | 2.6844 | 2.6844 | 0.44197 | 0.31765 | 2.6844 | 2.6844 | 0.44197 | 0.31765 | 2.6844 | 2.6844 | 0.44197 | 0.31765 | 2.6844 | 2.6844 | 0.44197 | 0.31765 | 2.6844 | 2.6844 | 0.44197 | 0.31765 | 2.6844 | 2.6844 | 0.44197 | 0.31765 | 2.6844 | 2.6844 | 0.44197 | 0.31765 | 2.6844 | 2.6844 | 0.44197 | 0.31765 | 2.6844 | 2.6844 | 0.44197 | 0.31765 | -1.0703 | 2.6844 | 0.44197 | 0.31765 | -4.9497 | 2.6844 | 0.44197 | 0.31765 | -3.8549
BROADWAY | LANCASTER | HEYSHAM | 344792 | 464471 | primary | best view | 25.6392 | 8.7576 | 6.3886 | 16.6822 | 25.6289 | 8.716 | 6.3582 | 16.777 | 25.6809 | 8.6257 | 6.2924 | 16.6065 | 25.7503 | 8.49 | 6.1933 | 16.282 | 25.8282 | 8.3238 | 6.0721 | 15.8267 | 25.9111 | 8.1768 | 5.9648 | 15.4958 | 26.0006 | 7.9963 | 5.8332 | 15.0924 | 26.1027 | 7.8434 | 5.7217 | 14.611 | 26.2129 | 7.7029 | 5.6192 | 14.1774 | 26.3422 | 7.5432 | 5.5026 | 13.7014 | 27.0164 | 6.9991 | 5.1058 | 11.7549 | 27.7033 | 6.8834 | 5.0213 | 10.5984 | 28.1643 | 9.2871 | 6.7748 | 9.9565 | 28.6075 | 9.2546 | 6.7511 | 10.3244 | 25.6387 | 8.7576 | 6.3886 | 16.6822 | 25.6267 | 8.7341 | 6.3714 | 16.7677 | 25.6456 | 8.6915 | 6.3403 | 16.6557 | 25.6755 | 8.6262 | 6.2927 | 16.4718 | 25.7069 | 8.5213 | 6.2162 | 16.1904 | 25.7458 | 8.4481 | 6.1628 | 15.9903 | 25.7985 | 8.3473 | 6.0893 | 15.68 | 25.8623 | 8.2314 | 6.0047 | 15.266 | 25.9367 | 8.133 | 5.9329 | 14.9295 | 26.0197 | 8.038 | 5.8636 | 14.583 | 26.3263 | 7.6764 | 5.5999 | 13.2745 | 26.6271 | 7.4054 | 5.4022 | 12.3279 | 26.9271 | 8.6395 | 6.3024 | 11.3844 | 27.1926 | 10.1218 | 7.3837 | 11.6137 | 25.6392 | 8.7576 | 6.3886 | 16.6822 | 25.6286 | 8.7147 | 6.3573 | 16.7771 | 25.6804 | 8.6242 | 6.2912 | 16.6069 | 25.7495 | 8.4872 | 6.1913 | 16.2825 | 25.8271 | 8.3211 | 6.0702 | 15.8273 | 25.9115 | 8.1728 | 5.962 | 15.4956 | 26.004 | 7.9988 | 5.835 | 15.0904 | 26.1067 | 7.8466 | 5.724 | 14.6086 | 26.2175 | 7.7045 | 5.6203 | 14.1748 | 26.3376 | 7.549 | 5.5069 | 13.743 | 26.9267 | 7.0338 | 5.1311 | 11.9841 | 27.4265 | 6.9523 | 5.0716 | 10.9926 | 27.823 | 9.3605 | 6.8284 | 10.3625 | 28.1193 | 9.3517 | 6.8219 | 10.8321 | 25.6403 | 8.7576 | 6.3886 | 16.6822 | 25.6257 | 8.7853 | 6.4088 | 16.7688 | 25.6846 | 8.621 | 6.2889 | 16.6055 | 25.7694 | 8.428 | 6.1481 | 16.2873 | 25.8747 | 8.1702 | 5.9601 | 15.8598 | 26.0066 | 7.9106 | 5.7707 | 15.5488 | 26.1644 | 7.6528 | 5.5826 | 15.1527 | 26.3508 | 7.5095 | 5.478 | 14.6808 | 26.5581 | 7.3819 | 5.385 | 14.3059 | 26.7998 | 7.2355 | 5.2782 | 13.9508 | 27.9714 | 6.4458 | 4.7021 | 11.3478 | 29.3227 | 5.4174 | 3.9519 | 6.2477 | 30.2206 | 6.9377 | 5.0609 | 1.6838 | 30.5804 | 6.4259 | 4.6876 | 0.047566 | 25.6403 | 8.7576 | 6.3886 | 16.6822 | 25.6138 | 8.7264 | 6.3658 | 16.8206 | 25.703 | 8.5443 | 6.233 | 16.55 | 25.7934 | 8.2694 | 6.0324 | 16.2289 | 25.9037 | 8.012 | 5.8447 | 15.8204 | 26.042 | 7.7108 | 5.6249 | 15.553 | 26.2152 | 7.3538 | 5.3645 | 15.1987 | 26.4173 | 7.2498 | 5.2886 | 14.7877 | 26.6453 | 7.1937 | 5.2477 | 14.3272 | 26.982 | 7.0209 | 5.1216 | 13.1722 | 28.4736 | 8.4758 | 6.183 | 7.478 | 29.5196 | 7.1957 | 5.2492 | 2.8299 | 29.9144 | 6.324 | 4.6133 | -0.50608 | 29.8895 | 6.5638 | 4.7882 | 1.1619
BUCKSHAW | LEYLAND | PENWORTHAM WEST / STANAH | 356748 | 421312 | primary | best view | 27.8369 | 14.0501 | 10.0981 | 16.8521 | 27.8376 | 13.8602 | 9.9616 | 16.135 | 27.889 | 13.7421 | 9.8767 | 15.8943 | 27.9587 | 13.5845 | 9.7634 | 15.5464 | 28.0297 | 13.4706 | 9.6816 | 15.3235 | 28.0981 | 13.3363 | 9.5851 | 15.0407 | 28.172 | 13.1961 | 9.4843 | 14.7743 | 28.261 | 13.0921 | 9.4096 | 14.4814 | 28.3581 | 12.9795 | 9.3286 | 14.1972 | 28.4732 | 12.8575 | 9.2409 | 13.8435 | 29.293 | 12.3886 | 8.9039 | 12.3994 | 30.3375 | 12.1316 | 8.7192 | 11.2751 | 31.1403 | 12.8143 | 9.2099 | 10.7109 | 32.0586 | 12.7529 | 9.1657 | 10.2325 | 27.8366 | 14.0501 | 10.0981 | 16.8521 | 27.8117 | 13.9526 | 10.028 | 16.5917 | 27.8219 | 13.8799 | 9.9757 | 16.5214 | 27.8412 | 13.7771 | 9.9018 | 16.3786 | 27.8557 | 13.7073 | 9.8517 | 16.3763 | 27.8739 | 13.6174 | 9.7871 | 16.2892 | 27.9122 | 13.5477 | 9.737 | 16.1623 | 27.9653 | 13.4988 | 9.7019 | 15.9851 | 28.033 | 13.4331 | 9.6546 | 15.781 | 28.1126 | 13.3604 | 9.6024 | 15.5281 | 28.5423 | 13.1549 | 9.4547 | 14.6713 | 29.0884 | 12.9729 | 9.3239 | 13.9891 | 29.7251 | 13.3399 | 9.5876 | 13.4895 | 30.3038 | 13.722 | 9.8623 | 13.0901 | 27.8369 | 14.0501 | 10.0981 | 16.8521 | 27.8369 | 13.8589 | 9.9607 | 16.1355 | 27.8876 | 13.7432 | 9.8775 | 15.8953 | 27.9566 | 13.5857 | 9.7643 | 15.5479 | 28.0269 | 13.4735 | 9.6836 | 15.3254 | 28.0989 | 13.3374 | 9.5859 | 15.0402 | 28.1808 | 13.1995 | 9.4868 | 14.7684 | 28.2713 | 13.0928 | 9.4101 | 14.4744 | 28.3698 | 12.9784 | 9.3278 | 14.1893 | 28.4791 | 12.8595 | 9.2424 | 13.864 | 29.1584 | 12.4253 | 8.9303 | 12.5909 | 29.8259 | 12.2268 | 8.7877 | 11.7756 | 30.4349 | 12.9301 | 9.2931 | 11.3414 | 30.9809 | 12.9232 | 9.2881 | 11.1175 | 27.8375 | 14.0501 | 10.0981 | 16.8521 | 27.8297 | 13.8792 | 9.9752 | 16.1586 | 27.8841 | 13.6016 | 9.7757 | 15.9469 | 27.9673 | 13.3098 | 9.566 | 15.6261 | 28.0584 | 13.0723 | 9.3953 | 15.4471 | 28.1795 | 12.8267 | 9.2188 | 15.1964 | 28.334 | 12.593 | 9.0508 | 14.955 | 28.5225 | 12.4396 | 8.9406 | 14.6879 | 28.7372 | 12.3645 | 8.8866 | 14.4448 | 28.9865 | 12.251 | 8.805 | 14.159 | 30.489 | 11.5468 | 8.2989 | 12.2251 | 32.1096 | 10.8196 | 7.7762 | 9.3758 | 33.1518 | 11.1119 | 7.9863 | 7.4 | 33.6031 | 10.8489 | 7.7973 | 6.2342 | 27.8375 | 14.0501 | 10.0981 | 16.8521 | 27.8335 | 13.8686 | 9.9676 | 16.1731 | 27.9191 | 13.7432 | 9.8775 | 15.862 | 28.0211 | 13.5406 | 9.7319 | 15.5224 | 28.1301 | 13.358 | 9.6007 | 15.3431 | 28.2859 | 13.1834 | 9.4752 | 15.0955 | 28.4966 | 13.0306 | 9.3653 | 14.8427 | 28.7555 | 12.9526 | 9.3093 | 14.5629 | 29.0674 | 12.8644 | 9.2459 | 14.2517 | 29.4229 | 12.7075 | 9.1332 | 13.6273 | 31.0645 | 12.5698 | 9.0341 | 10.4708 | 32.5232 | 11.8287 | 8.5015 | 7.9268 | 33.1655 | 11.6877 | 8.4002 | 6.5704 | 33.2587 | 11.647 | 8.3709 | 6.8649
BURNLEY | BURNLEY | ROCHDALE | 385569 | 434469 | primary | best view | 21.7432 | 5.8259 | 4.2499 | 15.7449 | 21.7388 | 5.1663 | 3.7688 | 15.1079 | 19.2358 | 3.1202 | 2.2762 | 15.0792 | 6.669 | 1.0818 | 0.78914 | 6.669 | 2.6914 | 0.43658 | 0.31848 | 2.6914 | 2.6914 | 0.43658 | 0.31848 | 2.6914 | 2.6914 | 0.43658 | 0.31848 | 2.6914 | 2.6914 | 0.43658 | 0.31848 | 2.6914 | 2.6914 | 0.43658 | 0.31848 | 2.6914 | 2.6914 | 0.43658 | 0.31848 | 2.6914 | 2.6914 | 0.43658 | 0.31848 | 2.6914 | 2.6914 | 0.43658 | 0.31848 | 2.6914 | 24.0407 | 3.9864 | 2.908 | 11.256 | 24.1759 | 5.1005 | 3.7208 | 11.4621 | 21.7428 | 5.8259 | 4.2499 | 15.7449 | 21.7342 | 5.2258 | 3.8121 | 15.3697 | 19.7646 | 3.206 | 2.3387 | 15.4744 | 7.559 | 1.2262 | 0.89446 | 7.559 | 2.6914 | 0.43658 | 0.31848 | 2.6914 | 2.6914 | 0.43658 | 0.31848 | 2.6914 | 2.6914 | 0.43658 | 0.31848 | 2.6914 | 2.6914 | 0.43658 | 0.31848 | 2.6914 | 2.6914 | 0.43658 | 0.31848 | 2.6914 | 2.6914 | 0.43658 | 0.31848 | 2.6914 | 2.6914 | 0.43658 | 0.31848 | 2.6914 | 2.6914 | 0.43658 | 0.31848 | 2.6914 | 5.7507 | 0.93282 | 0.68048 | 5.7507 | 13.6053 | 2.2069 | 1.6099 | 12.6932 | 21.7432 | 5.8259 | 4.2499 | 15.7449 | 21.7387 | 5.1686 | 3.7704 | 15.108 | 19.2551 | 3.1234 | 2.2785 | 15.0793 | 6.6693 | 1.0818 | 0.78917 | 6.6693 | 2.6914 | 0.43658 | 0.31848 | 2.6914 | 2.6914 | 0.43658 | 0.31848 | 2.6914 | 2.6914 | 0.43658 | 0.31848 | 2.6914 | 2.6914 | 0.43658 | 0.31848 | 2.6914 | 2.6914 | 0.43658 | 0.31848 | 2.6914 | 2.6914 | 0.43658 | 0.31848 | 2.6914 | 2.6914 | 0.43658 | 0.31848 | 2.6914 | 2.6914 | 0.43658 | 0.31848 | 2.6914 | 23.9019 | 4.0213 | 2.9335 | 11.4896 | 23.9975 | 5.1377 | 3.7479 | 11.6879 | 21.7445 | 5.8259 | 4.2499 | 15.7449 | 21.7416 | 5.5481 | 4.0473 | 15.1161 | 20.6207 | 3.3449 | 2.44 | 15.0964 | 7.2977 | 1.1838 | 0.86354 | 7.2977 | 2.6914 | 0.43658 | 0.31848 | 2.6914 | 2.6914 | 0.43658 | 0.31848 | 2.6914 | 2.6914 | 0.43658 | 0.31848 | 2.6914 | 2.6914 | 0.43658 | 0.31848 | 2.6914 | 2.6914 | 0.43658 | 0.31848 | 2.6914 | 2.6914 | 0.43658 | 0.31848 | 2.6914 | 2.6914 | 0.43658 | 0.31848 | 2.6914 | 2.6914 | 0.43658 | 0.31848 | 2.6914 | 2.6914 | 0.43658 | 0.31848 | 2.6914 | 2.6914 | 0.43658 | 0.31848 | 1.9432 | 21.7445 | 5.8259 | 4.2499 | 15.7449 | 21.7229 | 5.7171 | 4.1706 | 15.1631 | 21.8601 | 5.5318 | 4.0354 | 15.1049 | 21.945 | 5.5029 | 4.0143 | 15.0394 | 22.0679 | 5.3903 | 3.9322 | 14.9687 | 22.2132 | 5.0415 | 3.6777 | 14.2394 | 22.3869 | 4.8152 | 3.5126 | 14.0581 | 22.5866 | 4.8253 | 3.52 | 14.36 | 22.9173 | 4.6708 | 3.4073 | 13.8275 | 23.2538 | 4.4201 | 3.2244 | 12.8611 | 23.9496 | 4.303 | 3.1389 | 8.1924 | 19.3967 | 3.1463 | 2.2952 | 4.2893 | 15.6424 | 2.5373 | 1.851 | 2.1479 | 15.9922 | 2.5941 | 1.8924 | 2.9928
BURNLEY CENTRE | BURNLEY | ROCHDALE | 384308 | 432288 | primary | best view | 30.7947 | 12.0049 | 8.7574 | 12.4212 | 30.7926 | 11.5468 | 8.4232 | 12.4599 | 30.8443 | 11.1078 | 8.103 | 12.2089 | 30.9224 | 10.6999 | 7.8054 | 12.0699 | 30.9945 | 10.3108 | 7.5216 | 11.9674 | 31.0688 | 9.907 | 7.227 | 11.5642 | 31.1466 | 9.7722 | 7.1287 | 11.3477 | 31.2309 | 9.6587 | 7.0459 | 11.1257 | 31.3214 | 9.5768 | 6.9861 | 11.0771 | 31.4225 | 9.4233 | 6.8741 | 10.6884 | 31.6977 | 8.9711 | 6.5443 | 10.1225 | 31.8885 | 9.0817 | 6.625 | 9.7635 | 31.9783 | 10.9762 | 8.007 | 9.6681 | 31.9998 | 11.4566 | 8.3574 | 9.7447 | 30.7946 | 12.0049 | 8.7574 | 12.4212 | 30.7903 | 11.5805 | 8.4478 | 12.6335 | 30.8314 | 11.1943 | 8.1661 | 12.5761 | 30.8993 | 10.8566 | 7.9197 | 12.6426 | 30.9654 | 10.554 | 7.699 | 12.7399 | 31.0457 | 10.2196 | 7.4551 | 12.5356 | 31.1558 | 10.1613 | 7.4125 | 12.4043 | 31.2521 | 10.1191 | 7.3817 | 12.2466 | 31.3541 | 10.0673 | 7.3439 | 12.1467 | 31.4842 | 9.9619 | 7.2671 | 11.6997 | 31.5463 | 9.873 | 7.2022 | 11.6477 | 31.5732 | 10.0369 | 7.3218 | 11.5999 | 31.5518 | 10.8339 | 7.9032 | 11.6517 | 31.5008 | 11.3146 | 8.2538 | 11.6758 | 30.7947 | 12.0049 | 8.7574 | 12.4212 | 30.7926 | 11.5441 | 8.4213 | 12.4599 | 30.8448 | 11.0927 | 8.092 | 12.2089 | 30.9229 | 10.6766 | 7.7884 | 12.0699 | 30.995 | 10.2688 | 7.491 | 11.9674 | 31.0691 | 9.8725 | 7.2019 | 11.5642 | 31.1469 | 9.7289 | 7.0971 | 11.3477 | 31.231 | 9.6269 | 7.0227 | 11.1257 | 31.3199 | 9.5313 | 6.953 | 11.0771 | 31.4154 | 9.3874 | 6.848 | 10.7023 | 31.6665 | 8.9313 | 6.5153 | 10.1852 | 31.8327 | 8.9961 | 6.5625 | 9.8452 | 31.902 | 10.9648 | 7.9986 | 9.7491 | 31.9147 | 11.4481 | 8.3512 | 9.8173 | 30.795 | 12.0049 | 8.7574 | 12.4212 | 30.786 | 11.8485 | 8.6433 | 12.4673 | 30.8348 | 11.196 | 8.1673 | 12.2333 | 30.9133 | 10.7641 | 7.8523 | 12.1085 | 30.9911 | 10.2536 | 7.4799 | 12.0178 | 31.0762 | 9.744 | 7.1081 | 11.627 | 31.1708 | 9.4851 | 6.9192 | 11.4408 | 31.2778 | 9.3588 | 6.8271 | 11.1923 | 31.3942 | 9.2532 | 6.7501 | 11.1541 | 31.5284 | 9.089 | 6.6303 | 10.8002 | 31.8958 | 8.3717 | 6.107 | 9.8005 | 32.2298 | 7.6973 | 5.6151 | 7.0295 | 32.3599 | 7.9619 | 5.8081 | 4.5105 | 32.3699 | 7.7305 | 5.6393 | 2.8754 | 30.795 | 12.0049 | 8.7574 | 12.4212 | 30.7583 | 11.9252 | 8.6993 | 12.521 | 30.7948 | 11.3941 | 8.3119 | 12.2849 | 30.8515 | 11.2047 | 8.1736 | 12.1924 | 30.9043 | 11.0058 | 8.0286 | 12.1443 | 30.9602 | 10.8492 | 7.9144 | 11.8098 | 31.0273 | 10.7398 | 7.8345 | 11.685 | 31.103 | 10.633 | 7.7567 | 11.49 | 31.1927 | 10.5344 | 7.6847 | 11.4262 | 31.319 | 10.3043 | 7.5168 | 10.5548 | 31.7249 | 10.185 | 7.4298 | 7.5012 | 31.9581 | 9.0774 | 6.6219 | 4.6024 | 32.011 | 9.0193 | 6.5794 | 2.8394 | 31.8824 | 9.0431 | 6.5968 | 3.7476
BURNLEY NORTH | BURNLEY | ROCHDALE | 384418 | 434168 | primary | best view | 18.2376 | 18.2376 | 17.249 | 8.9866 | 18.2393 | 18.2393 | 17.1445 | 9.0683 | 18.375 | 18.375 | 17.0368 | 8.7223 | 18.5293 | 18.5293 | 16.9372 | 8.5972 | 18.7087 | 18.7087 | 16.8433 | 8.4617 | 18.8965 | 18.8965 | 16.741 | 8.1482 | 19.0924 | 19.0924 | 16.6814 | 7.8215 | 19.2817 | 19.2817 | 16.6328 | 7.5745 | 19.413 | 19.413 | 16.5771 | 7.3292 | 19.5628 | 19.5628 | 16.4932 | 6.9164 | 20.2864 | 20.2864 | 16.3723 | 5.8872 | 20.8707 | 20.8707 | 16.3699 | 4.2592 | 21.1309 | 21.1309 | 17.5701 | 2.8959 | 21.0202 | 21.0202 | 17.565 | 2.1775 | 18.2415 | 18.2415 | 17.249 | 8.9866 | 18.2373 | 18.2373 | 17.1603 | 9.1749 | 18.3358 | 18.3358 | 17.0883 | 9.0072 | 18.4037 | 18.4037 | 17.0258 | 9.0717 | 18.4791 | 18.4791 | 16.9501 | 9.0822 | 18.5754 | 18.5754 | 16.8575 | 8.9346 | 18.6892 | 18.6892 | 16.8063 | 8.7484 | 18.8178 | 18.8178 | 16.7934 | 8.6367 | 18.9588 | 18.9588 | 16.7703 | 8.4493 | 19.1111 | 19.1111 | 16.734 | 8.1526 | 19.5027 | 19.5027 | 16.6758 | 7.6098 | 19.8001 | 19.8001 | 16.6131 | 6.7834 | 19.9291 | 19.9291 | 17.2465 | 6.3437 | 19.9709 | 19.9709 | 17.995 | 6.2481 | 18.2376 | 18.2376 | 17.249 | 8.9866 | 18.2393 | 18.2393 | 17.1444 | 9.0683 | 18.3749 | 18.3749 | 17.0373 | 8.7223 | 18.5292 | 18.5292 | 16.9381 | 8.5973 | 18.7093 | 18.7093 | 16.8441 | 8.4602 | 18.8971 | 18.8971 | 16.7419 | 8.1469 | 19.0932 | 19.0932 | 16.6836 | 7.8204 | 19.2835 | 19.2835 | 16.6351 | 7.5738 | 19.3992 | 19.3992 | 16.5788 | 7.3338 | 19.5313 | 19.5313 | 16.4971 | 6.9556 | 20.1791 | 20.1791 | 16.3915 | 6.0618 | 20.6562 | 20.6562 | 16.4608 | 5.0489 | 20.8612 | 20.8612 | 17.7294 | 4.2771 | 20.8198 | 20.8198 | 17.7609 | 3.8772 | 18.2375 | 18.2375 | 17.249 | 8.9866 | 18.2435 | 18.2435 | 17.2371 | 9.0765 | 18.3774 | 18.3774 | 17.0716 | 8.7441 | 18.5304 | 18.5304 | 16.9297 | 8.6312 | 18.7133 | 18.7133 | 16.7845 | 8.5435 | 18.9018 | 18.9018 | 16.6655 | 8.2568 | 19.0813 | 19.0813 | 16.5608 | 7.9606 | 19.2673 | 19.2673 | 16.5168 | 7.7694 | 19.4466 | 19.4466 | 16.4777 | 7.6469 | 19.6379 | 19.6379 | 16.4058 | 7.2596 | 20.5562 | 20.5562 | 16.0128 | 4.7642 | 21.2693 | 21.2693 | 15.6011 | 1.0486 | 21.5499 | 21.5499 | 16.303 | -1.803 | 21.5795 | 21.5795 | 16.0382 | -3.6594 | 18.2375 | 18.2375 | 17.249 | 8.9866 | 18.2278 | 18.2278 | 17.1847 | 9.0974 | 18.4356 | 18.4356 | 17.1725 | 8.6939 | 18.6025 | 18.6025 | 17.1471 | 8.5712 | 18.7819 | 18.7819 | 17.0993 | 8.4927 | 18.9443 | 18.9443 | 17.0461 | 8.2312 | 19.1088 | 19.1088 | 16.9776 | 7.9559 | 19.2686 | 19.2686 | 16.9627 | 7.8144 | 19.4501 | 19.4501 | 16.949 | 7.6251 | 19.7952 | 19.7952 | 16.868 | 6.7597 | 20.6912 | 20.6912 | 17.582 | 3.8356 | 21.0698 | 21.0698 | 17.1013 | 0.91808 | 21.0776 | 21.0776 | 16.8699 | -1.6233 | 20.8463 | 20.8463 | 16.7502 | -2.239
BURROW BECK | LANCASTER | HEYSHAM | 347903 | 458401 | primary | best view | 6.2824 | 3.8696 | 2.7812 | 6.2824 | 6.2676 | 3.6463 | 2.6207 | 6.2676 | 6.3737 | 3.0951 | 2.2245 | 6.3737 | 6.5024 | 2.4178 | 1.7377 | 6.5024 | 6.657 | 1.76 | 1.265 | 6.657 | 6.6584 | 1.0962 | 0.78789 | 6.6584 | 2.9166 | 0.48019 | 0.34512 | 2.9166 | 1.6227 | 0.26716 | 0.19202 | 1.6227 | 0.62028 | 0.10212 | 0.073399 | 0.62028 | 2.6844 | 0.44197 | 0.31765 | 2.6844 | 2.6844 | 0.44197 | 0.31765 | 2.6844 | 2.6844 | 0.44197 | 0.31765 | 2.5226 | 2.6844 | 0.44197 | 0.31765 | 1.2229 | 7.7512 | 1.2762 | 0.91722 | 3.2808 | 6.2816 | 3.8696 | 2.7812 | 6.2816 | 6.2699 | 3.809 | 2.7376 | 6.2699 | 6.3395 | 3.7043 | 2.6624 | 6.3395 | 6.4242 | 3.503 | 2.5177 | 6.4242 | 6.5178 | 3.4593 | 2.4863 | 6.5178 | 6.6328 | 3.3366 | 2.3981 | 6.6328 | 6.7694 | 3.1912 | 2.2936 | 6.7694 | 6.9249 | 3.074 | 2.2094 | 6.9249 | 7.0978 | 2.9796 | 2.1415 | 7.0978 | 7.2858 | 2.8162 | 2.0241 | 7.2858 | 7.6529 | 2.3614 | 1.6972 | 7.3161 | 7.8176 | 1.9777 | 1.4214 | 6.166 | 7.9154 | 2.7098 | 1.9476 | 4.5276 | 7.9676 | 3.9093 | 2.8097 | 5.526 | 6.2824 | 3.8696 | 2.7812 | 6.2824 | 6.2676 | 3.6472 | 2.6213 | 6.2676 | 6.3737 | 3.0962 | 2.2253 | 6.3737 | 6.5024 | 2.4211 | 1.7401 | 6.5024 | 6.657 | 1.7643 | 1.2681 | 6.657 | 6.6817 | 1.1001 | 0.79065 | 6.6817 | 2.9632 | 0.48787 | 0.35064 | 2.9632 | 1.7041 | 0.28056 | 0.20164 | 1.7041 | 0.67347 | 0.11088 | 0.079692 | 0.67347 | 2.6844 | 0.44197 | 0.31765 | 2.6844 | 2.6844 | 0.44197 | 0.31765 | 2.6844 | 2.6844 | 0.44197 | 0.31765 | 2.6844 | 2.6844 | 0.44197 | 0.31765 | 1.4894 | 8.0979 | 1.3332 | 0.95823 | 3.4829 | 6.2848 | 3.8696 | 2.7812 | 6.2848 | 6.2681 | 3.6826 | 2.6468 | 6.2681 | 6.3932 | 3.0438 | 2.1876 | 6.3932 | 6.5593 | 2.3162 | 1.6647 | 6.5593 | 6.7792 | 1.5224 | 1.0942 | 6.7792 | 5.7232 | 0.94228 | 0.67724 | 5.7232 | 1.6047 | 0.2642 | 0.18989 | 1.6047 | 0.19039 | 0.031346 | 0.022529 | 0.19039 | 2.6844 | 0.44197 | 0.31765 | 2.6844 | 2.6844 | 0.44197 | 0.31765 | 2.6844 | 2.6844 | 0.44197 | 0.31765 | 2.6844 | 2.6844 | 0.44197 | 0.31765 | 0.095091 | 2.6844 | 0.44197 | 0.31765 | -3.7653 | 2.6844 | 0.44197 | 0.31765 | -3.496 | 6.2848 | 3.8696 | 2.7812 | 6.2848 | 6.2522 | 3.6608 | 2.6311 | 6.2522 | 6.4321 | 2.9708 | 2.1351 | 6.4321 | 6.6102 | 2.0317 | 1.4602 | 6.6102 | 6.823 | 1.2902 | 0.9273 | 6.823 | 1.8568 | 0.30571 | 0.21972 | 1.8568 | 2.6844 | 0.44197 | 0.31765 | 2.6844 | 2.6844 | 0.44197 | 0.31765 | 2.6844 | 2.6844 | 0.44197 | 0.31765 | 2.6844 | 2.6844 | 0.44197 | 0.31765 | 2.6844 | 2.6844 | 0.44197 | 0.31765 | 1.2978 | 2.6844 | 0.44197 | 0.31765 | -2.1827 | 2.6844 | 0.44197 | 0.31765 | -5.043 | 2.6844 | 0.44197 | 0.31765 | -2.14
BURSCOUGH BRIDGE | WRIGHTINGTON | PENWORTHAM WEST / STANAH | 344595 | 412486 | primary | best view | 11.3326 | 11.3326 | 11.3326 | 9.6804 | 11.3262 | 11.3262 | 11.3262 | 9.5683 | 11.3793 | 11.3793 | 11.3793 | 9.3875 | 11.4574 | 11.4574 | 10.5765 | 8.9998 | 11.546 | 11.546 | 8.8543 | 8.8726 | 11.6273 | 9.9002 | 7.1155 | 8.569 | 11.7174 | 7.5532 | 5.4286 | 8.3119 | 11.8252 | 7.4263 | 5.3375 | 8.0097 | 11.9401 | 7.2782 | 5.231 | 7.5804 | 12.0903 | 7.0931 | 5.098 | 6.963 | 12.9724 | 6.3235 | 4.5448 | 4.639 | 13.9546 | 5.9165 | 4.2523 | 3.1354 | 14.7204 | 10.7438 | 7.7218 | 2.4939 | 15.5285 | 15.5285 | 11.536 | 2.2508 | 11.3323 | 11.3323 | 11.3323 | 9.6804 | 11.3262 | 11.3262 | 11.3262 | 9.709 | 11.3525 | 11.3525 | 11.3525 | 9.6668 | 11.3759 | 11.3759 | 10.692 | 9.5034 | 11.3984 | 11.3984 | 9.0318 | 9.593 | 11.4298 | 10.2205 | 7.3457 | 9.4857 | 11.4829 | 7.9404 | 5.707 | 9.372 | 11.5522 | 7.8559 | 5.6462 | 9.0993 | 11.6367 | 7.7574 | 5.5754 | 8.7443 | 11.7368 | 7.652 | 5.4997 | 8.3524 | 12.1681 | 7.3375 | 5.2736 | 7.3179 | 12.7075 | 7.157 | 5.1439 | 6.3223 | 13.2893 | 11.4205 | 8.2082 | 5.5756 | 13.8145 | 13.8145 | 11.1981 | 4.9928 | 11.3326 | 11.3326 | 11.3326 | 9.6804 | 11.3255 | 11.3255 | 11.3255 | 9.5688 | 11.3786 | 11.3786 | 11.3786 | 9.3885 | 11.456 | 11.456 | 10.5773 | 9.0013 | 11.544 | 11.544 | 8.8557 | 8.8746 | 11.6283 | 9.9023 | 7.117 | 8.5684 | 11.725 | 7.5615 | 5.4346 | 8.3055 | 11.8341 | 7.4365 | 5.3447 | 8.0047 | 11.9491 | 7.2864 | 5.2369 | 7.5752 | 12.0906 | 7.1057 | 5.107 | 6.9966 | 12.8427 | 6.3633 | 4.5734 | 4.8753 | 13.4726 | 6.0055 | 4.3163 | 3.6337 | 14.062 | 10.8476 | 7.7964 | 3.2017 | 14.5475 | 14.5475 | 11.6721 | 3.2779 | 11.3336 | 11.3336 | 11.3336 | 9.6804 | 11.3214 | 11.3214 | 11.3214 | 9.5514 | 11.3832 | 11.3832 | 11.3832 | 9.3515 | 11.4796 | 11.4796 | 10.1531 | 8.9491 | 11.5923 | 11.5923 | 8.4497 | 8.7822 | 11.7337 | 9.3559 | 6.7243 | 8.3925 | 11.9139 | 6.9764 | 5.0141 | 7.9965 | 12.1264 | 6.8185 | 4.9006 | 7.536 | 12.3475 | 6.6704 | 4.7941 | 7.1264 | 12.6089 | 6.4896 | 4.6642 | 6.5912 | 14.139 | 5.6381 | 4.0522 | 4.088 | 15.8206 | 4.7217 | 3.3936 | 0.39123 | 16.8751 | 9.5692 | 6.8776 | -1.7583 | 17.3836 | 14.464 | 10.3955 | -3.6757 | 11.3336 | 11.3336 | 11.3336 | 9.6804 | 11.3144 | 11.3144 | 11.3144 | 9.5822 | 11.4103 | 11.4103 | 11.4103 | 9.3184 | 11.5209 | 11.5209 | 11.5209 | 8.8989 | 11.6444 | 11.6444 | 11.6444 | 8.7246 | 11.7978 | 11.7978 | 11.7978 | 8.3408 | 11.9994 | 11.9994 | 11.9994 | 7.9592 | 12.2364 | 12.2364 | 12.2364 | 7.5238 | 12.5081 | 12.5081 | 12.5081 | 7.1453 | 12.8628 | 12.8628 | 12.4083 | 6.3093 | 14.6516 | 14.6516 | 11.143 | 2.2156 | 16.1162 | 14.6363 | 10.5194 | -0.77404 | 16.7589 | 14.103 | 10.1361 | -2.2007 | 16.8235 | 13.4367 | 9.6572 | -2.0003
BURY TOWN CENTRE | BURY | KEARSLEY | 380863 | 410807 | primary | best view | 31.0639 | 7.2485 | 5.2877 | 14.2449 | 31.0444 | 7.0099 | 5.1136 | 12.935 | 31.1216 | 6.9411 | 5.0635 | 12.7891 | 31.2271 | 6.7856 | 4.95 | 12.31 | 31.3379 | 6.6777 | 4.8713 | 12.2534 | 31.4502 | 6.5298 | 4.7634 | 11.9511 | 31.5581 | 6.4019 | 4.6701 | 11.6515 | 31.6632 | 6.2988 | 4.5949 | 11.4283 | 31.7782 | 6.1665 | 4.4984 | 11.0472 | 31.9299 | 6.012 | 4.3856 | 10.5853 | 32.4277 | 5.5128 | 4.0215 | 9.2096 | 32.7511 | 5.6817 | 4.1447 | 8.4708 | 32.9316 | 6.2023 | 4.5245 | 8.1235 | 33.0336 | 6.2674 | 4.572 | 8.1087 | 31.0633 | 7.2485 | 5.2877 | 14.2449 | 31.0157 | 7.1302 | 5.2014 | 13.6068 | 31.038 | 7.1038 | 5.1821 | 13.6298 | 31.074 | 7.0137 | 5.1164 | 13.3457 | 31.1022 | 6.9883 | 5.0979 | 13.4497 | 31.1407 | 6.8897 | 5.026 | 13.1703 | 31.202 | 6.8178 | 4.9735 | 12.9945 | 31.2857 | 6.7585 | 4.9303 | 12.8108 | 31.3909 | 6.6587 | 4.8574 | 12.4003 | 31.4918 | 6.5462 | 4.7753 | 11.9373 | 31.7341 | 6.3685 | 4.6457 | 11.1654 | 31.8846 | 6.4374 | 4.696 | 10.6684 | 31.9755 | 6.6531 | 4.8533 | 10.2731 | 32.0216 | 6.5419 | 4.7722 | 10.1427 | 31.0639 | 7.2485 | 5.2877 | 14.2449 | 31.0443 | 7.013 | 5.1158 | 12.935 | 31.1216 | 6.9443 | 5.0657 | 12.7892 | 31.227 | 6.7896 | 4.9529 | 12.3101 | 31.3378 | 6.6838 | 4.8757 | 12.2535 | 31.4502 | 6.5376 | 4.7691 | 11.9511 | 31.5585 | 6.4107 | 4.6765 | 11.6512 | 31.6636 | 6.3089 | 4.6023 | 11.428 | 31.7787 | 6.1763 | 4.5055 | 11.0468 | 31.922 | 6.0271 | 4.3967 | 10.6195 | 32.38 | 5.5715 | 4.0644 | 9.3684 | 32.6656 | 5.7486 | 4.1935 | 8.7114 | 32.8305 | 6.2621 | 4.5681 | 8.3754 | 32.9157 | 6.3305 | 4.618 | 8.3521 | 31.0654 | 7.2485 | 5.2877 | 14.2449 | 31.0404 | 6.9976 | 5.1047 | 12.933 | 31.1259 | 6.9155 | 5.0448 | 12.7937 | 31.2521 | 6.7483 | 4.9228 | 12.3166 | 31.3903 | 6.6373 | 4.8418 | 12.2591 | 31.5325 | 6.4825 | 4.7289 | 11.9479 | 31.6942 | 6.3299 | 4.6176 | 11.6196 | 31.871 | 6.1951 | 4.5193 | 11.3614 | 32.0429 | 6.0354 | 4.4028 | 10.9645 | 32.2211 | 5.8675 | 4.2803 | 10.5815 | 30.9922 | 5.0272 | 3.6673 | 8.5445 | 26.326 | 4.2703 | 3.1152 | 4.879 | 22.6512 | 3.6743 | 2.6803 | 1.9266 | 19.3153 | 3.1331 | 2.2856 | -0.072016 | 31.0654 | 7.2485 | 5.2877 | 14.2449 | 31.028 | 7.023 | 5.1232 | 12.9815 | 31.1531 | 6.9192 | 5.0474 | 12.7734 | 31.2636 | 6.7016 | 4.8887 | 12.309 | 31.3773 | 6.5209 | 4.7569 | 12.2767 | 31.4843 | 6.2902 | 4.5886 | 11.9698 | 31.6081 | 6.1551 | 4.4901 | 11.7316 | 31.7471 | 6.0823 | 4.437 | 11.4539 | 31.9055 | 5.9938 | 4.3724 | 11.1076 | 32.1109 | 5.769 | 4.2084 | 10.147 | 32.7333 | 5.821 | 4.2463 | 5.9253 | 29.3605 | 4.7626 | 3.4742 | 2.5123 | 26.0066 | 4.2185 | 3.0774 | 0.36999 | 26.2166 | 4.2526 | 3.1022 | 1.135
CRAGGS ROW & BUSHELL ST | RIBBLE | PENWORTHAM EAST / ROCHDALE | 353809 | 430094 | primary | best view | 33.3012 | 12.8803 | 9.396 | 10.428 | 33.2657 | 12.5825 | 9.1788 | 8.852 | 33.3313 | 12.5286 | 9.1394 | 8.8483 | 33.436 | 12.3891 | 9.0377 | 8.5292 | 33.533 | 12.2144 | 8.9103 | 8.0387 | 33.6287 | 12.0737 | 8.8076 | 7.7687 | 33.728 | 11.9383 | 8.7088 | 7.4639 | 33.8352 | 11.8652 | 8.6555 | 7.3899 | 33.9491 | 11.6339 | 8.4868 | 6.8538 | 34.0782 | 11.511 | 8.3971 | 6.5149 | 34.4666 | 10.9563 | 7.9925 | 5.314 | 34.6807 | 10.6186 | 7.7461 | 4.6621 | 34.7484 | 10.5187 | 7.6732 | 4.4715 | 34.7214 | 10.3645 | 7.5608 | 4.5438 | 33.3008 | 12.8803 | 9.396 | 10.428 | 33.2211 | 12.6844 | 9.2531 | 9.6827 | 33.2173 | 12.6389 | 9.2199 | 9.8966 | 33.2535 | 12.6064 | 9.1962 | 9.8317 | 33.2766 | 12.4955 | 9.1153 | 9.6264 | 33.309 | 12.3794 | 9.0306 | 9.5903 | 33.3366 | 12.3166 | 8.9848 | 9.4473 | 33.3944 | 12.2869 | 8.9631 | 9.4552 | 33.4824 | 12.158 | 8.8691 | 8.9916 | 33.5984 | 12.0655 | 8.8016 | 8.7004 | 33.6968 | 11.853 | 8.6466 | 8.0627 | 33.7143 | 11.6505 | 8.4989 | 7.4778 | 33.6736 | 11.4813 | 8.3754 | 7.0978 | 33.5916 | 11.4218 | 8.3321 | 7.0226 | 33.3012 | 12.8803 | 9.396 | 10.428 | 33.2657 | 12.5826 | 9.1789 | 8.852 | 33.3313 | 12.529 | 9.1397 | 8.8483 | 33.436 | 12.3692 | 9.0232 | 8.5292 | 33.533 | 12.2534 | 8.9387 | 8.0387 | 33.6287 | 12.0844 | 8.8154 | 7.7687 | 33.728 | 11.9544 | 8.7206 | 7.4639 | 33.8352 | 11.877 | 8.6641 | 7.3899 | 33.9491 | 11.6419 | 8.4926 | 6.8538 | 34.0701 | 11.5068 | 8.394 | 6.5437 | 34.4245 | 10.9839 | 8.0126 | 5.4441 | 34.6193 | 10.6572 | 7.7743 | 4.8309 | 34.6807 | 10.5599 | 7.7033 | 4.6394 | 34.6548 | 10.4076 | 7.5922 | 4.6947 | 33.3021 | 12.8803 | 9.396 | 10.428 | 33.2547 | 12.5928 | 9.1862 | 8.853 | 33.3121 | 12.5564 | 9.1597 | 8.867 | 33.4132 | 12.4009 | 9.0463 | 8.5603 | 33.5129 | 12.2616 | 8.9447 | 8.0782 | 33.6222 | 12.0817 | 8.8134 | 7.8117 | 33.7457 | 11.9101 | 8.6882 | 7.4909 | 33.886 | 11.7819 | 8.5947 | 7.3986 | 34.0408 | 11.5077 | 8.3947 | 6.8622 | 34.2164 | 11.3126 | 8.2524 | 6.5646 | 34.6874 | 10.4323 | 7.6103 | 5.0778 | 35.002 | 9.2628 | 6.7571 | 1.155 | 35.0648 | 8.4031 | 6.1299 | -2.1117 | 34.9958 | 7.7907 | 5.6832 | -3.9547 | 33.3021 | 12.8803 | 9.396 | 10.428 | 33.2311 | 12.5946 | 9.1876 | 8.9068 | 33.2839 | 12.4727 | 9.0986 | 8.8623 | 33.3665 | 12.2764 | 8.9555 | 8.5696 | 33.4437 | 12.0355 | 8.7797 | 8.1103 | 33.5235 | 11.6981 | 8.5336 | 7.8902 | 33.6174 | 11.5093 | 8.3958 | 7.623 | 33.7213 | 11.4448 | 8.3488 | 7.5965 | 33.8414 | 11.2526 | 8.2086 | 7.0865 | 34.0058 | 11.0297 | 8.046 | 6.3427 | 34.477 | 9.8156 | 7.1604 | 2.0118 | 34.6512 | 8.5995 | 6.2732 | -1.792 | 34.5662 | 8.0315 | 5.8589 | -3.9084 | 34.3084 | 8.0559 | 5.8767 | -2.7343
CAMPBELL ST | KEARSLEY LOCAL | KEARSLEY | 372937 | 406428 | primary | best view | 21.9254 | 10.7201 | 7.7048 | 10.5754 | 21.9287 | 10.6425 | 7.649 | 10.1108 | 21.9773 | 10.6157 | 7.6297 | 10.0399 | 22.0696 | 10.5068 | 7.5514 | 9.8287 | 22.1795 | 10.3719 | 7.4545 | 9.6566 | 22.3042 | 10.2636 | 7.3766 | 9.4425 | 22.4389 | 10.1194 | 7.273 | 9.1896 | 22.5698 | 10.022 | 7.203 | 8.9587 | 22.7403 | 9.8831 | 7.1032 | 8.6213 | 22.9354 | 9.7436 | 7.0029 | 8.2768 | 23.9214 | 9.2291 | 6.6331 | 6.6899 | 24.7724 | 9.0148 | 6.4791 | 5.3627 | 25.3257 | 9.9595 | 7.1581 | 4.0741 | 25.6839 | 10.8024 | 7.7639 | 3.0605 | 21.9252 | 10.7201 | 7.7048 | 10.5754 | 21.9332 | 10.6892 | 7.6825 | 10.3564 | 21.9899 | 10.637 | 7.645 | 10.3351 | 22.0679 | 10.5487 | 7.5816 | 10.1678 | 22.1497 | 10.5033 | 7.5489 | 10.2035 | 22.243 | 10.4088 | 7.481 | 9.9658 | 22.3524 | 10.3113 | 7.4109 | 9.77 | 22.4587 | 10.2838 | 7.3912 | 9.5862 | 22.5814 | 10.2308 | 7.3531 | 9.2924 | 22.7382 | 10.1727 | 7.3113 | 9.0281 | 23.4557 | 10.0452 | 7.2197 | 8.1188 | 24.0046 | 9.824 | 7.0607 | 7.2078 | 24.3041 | 10.4638 | 7.5205 | 6.6965 | 24.4899 | 11.1268 | 7.9971 | 6.4017 | 21.9254 | 10.7201 | 7.7048 | 10.5754 | 21.9274 | 10.6439 | 7.65 | 10.1109 | 21.9899 | 10.6175 | 7.631 | 10.0401 | 22.082 | 10.5101 | 7.5538 | 9.8273 | 22.1911 | 10.3749 | 7.4567 | 9.657 | 22.3143 | 10.2639 | 7.3768 | 9.4404 | 22.4459 | 10.1219 | 7.2748 | 9.1873 | 22.5745 | 10.024 | 7.2045 | 8.9569 | 22.7145 | 9.8872 | 7.1061 | 8.6275 | 22.8846 | 9.7527 | 7.0095 | 8.3175 | 23.7738 | 9.2755 | 6.6665 | 6.9385 | 24.439 | 9.1263 | 6.5593 | 5.9139 | 24.7918 | 10.2112 | 7.339 | 5.4863 | 24.9983 | 11.2071 | 8.0547 | 5.3761 | 21.9259 | 10.7201 | 7.7048 | 10.5754 | 21.9304 | 10.5976 | 7.6167 | 10.1122 | 21.9988 | 10.5297 | 7.5679 | 10.0455 | 22.1047 | 10.423 | 7.4912 | 9.8031 | 22.2374 | 10.3137 | 7.4127 | 9.6345 | 22.4013 | 10.1834 | 7.319 | 9.4368 | 22.5739 | 10.0413 | 7.2169 | 9.1473 | 22.7808 | 9.9251 | 7.1334 | 8.9046 | 22.9929 | 9.8005 | 7.0438 | 8.5971 | 23.2565 | 9.6832 | 6.9595 | 8.3182 | 24.5894 | 8.8429 | 6.3556 | 6.0392 | 26.0428 | 7.4851 | 5.3797 | -0.34529 | 26.9183 | 7.4822 | 5.3776 | -5.8077 | 27.3494 | 7.9074 | 5.6832 | -9.0462 | 21.9259 | 10.7201 | 7.7048 | 10.5754 | 21.9139 | 10.6567 | 7.6592 | 10.1546 | 21.9954 | 10.5835 | 7.6066 | 10.0379 | 22.0988 | 10.3696 | 7.4528 | 9.8162 | 22.2253 | 10.1242 | 7.2765 | 9.6423 | 22.3846 | 9.9482 | 7.15 | 9.485 | 22.594 | 9.7798 | 7.0289 | 9.217 | 22.8241 | 9.7325 | 6.9949 | 9.012 | 23.0999 | 9.6792 | 6.9566 | 8.6795 | 23.4499 | 9.4777 | 6.8118 | 7.6406 | 24.8379 | 8.4082 | 6.0431 | 2.4529 | 26.0266 | 7.3428 | 5.2774 | -2.6303 | 26.625 | 8.6943 | 6.2487 | -6.2992 | 26.7473 | 8.3993 | 6.0367 | -7.3642
CANNON ST | RED BANK | WHITEGATE | 384064 | 398635 | primary | best view | 2.4487 | 0.39721 | 0.28976 | 2.4487 | 2.6914 | 0.43658 | 0.31848 | 2.6914 | 2.6914 | 0.43658 | 0.31848 | 2.6914 | 2.6914 | 0.43658 | 0.31848 | 2.6914 | 2.6914 | 0.43658 | 0.31848 | 2.6914 | 2.6914 | 0.43658 | 0.31848 | 2.6914 | 2.6914 | 0.43658 | 0.31848 | 2.6914 | 2.6914 | 0.43658 | 0.31848 | 2.6914 | 2.6914 | 0.43658 | 0.31848 | 2.6914 | 2.6914 | 0.43658 | 0.31848 | 2.6914 | 2.6914 | 0.43658 | 0.31848 | 2.6914 | 2.6914 | 0.43658 | 0.31848 | 2.6914 | 2.6914 | 0.43658 | 0.31848 | 2.6914 | 2.6914 | 0.43658 | 0.31848 | 2.6914 | 2.4487 | 0.39721 | 0.28976 | 2.4487 | 0.9226 | 0.14965 | 0.10917 | 0.9226 | 0.71232 | 0.11554 | 0.084288 | 0.71232 | 0.26355 | 0.042751 | 0.031186 | 0.26355 | 0.28858 | 0.046811 | 0.034148 | 0.28858 | 0.15028 | 0.024376 | 0.017782 | 0.15028 | 0.062008 | 0.010058 | 0.0073374 | 0.062008 | 2.6914 | 0.43658 | 0.31848 | 2.6914 | 2.6914 | 0.43658 | 0.31848 | 2.6914 | 2.6914 | 0.43658 | 0.31848 | 2.6914 | 2.6914 | 0.43658 | 0.31848 | 2.6914 | 2.6914 | 0.43658 | 0.31848 | 2.6914 | 2.6914 | 0.43658 | 0.31848 | 2.6914 | 2.6914 | 0.43658 | 0.31848 | 2.6914 | 2.4487 | 0.39721 | 0.28976 | 2.4487 | 2.6914 | 0.43658 | 0.31848 | 2.6914 | 2.6914 | 0.43658 | 0.31848 | 2.6914 | 2.6914 | 0.43658 | 0.31848 | 2.6914 | 2.6914 | 0.43658 | 0.31848 | 2.6914 | 2.6914 | 0.43658 | 0.31848 | 2.6914 | 2.6914 | 0.43658 | 0.31848 | 2.6914 | 2.6914 | 0.43658 | 0.31848 | 2.6914 | 2.6914 | 0.43658 | 0.31848 | 2.6914 | 2.6914 | 0.43658 | 0.31848 | 2.6914 | 2.6914 | 0.43658 | 0.31848 | 2.6914 | 2.6914 | 0.43658 | 0.31848 | 2.6914 | 2.6914 | 0.43658 | 0.31848 | 2.6914 | 2.6914 | 0.43658 | 0.31848 | 2.6914 | 2.4487 | 0.39721 | 0.28976 | 2.4487 | 2.6914 | 0.43658 | 0.31848 | 2.6914 | 2.6914 | 0.43658 | 0.31848 | 2.6914 | 2.6914 | 0.43658 | 0.31848 | 2.6914 | 2.6914 | 0.43658 | 0.31848 | 2.6914 | 2.6914 | 0.43658 | 0.31848 | 2.6914 | 2.6914 | 0.43658 | 0.31848 | 2.6914 | 2.6914 | 0.43658 | 0.31848 | 2.6914 | 2.6914 | 0.43658 | 0.31848 | 2.6914 | 2.6914 | 0.43658 | 0.31848 | 2.6914 | 2.6914 | 0.43658 | 0.31848 | 2.6914 | 2.6914 | 0.43658 | 0.31848 | 2.6914 | 2.6914 | 0.43658 | 0.31848 | 2.6914 | 2.6914 | 0.43658 | 0.31848 | 2.6914 | 2.4487 | 0.39721 | 0.28976 | 2.4487 | 2.6914 | 0.43658 | 0.31848 | 2.6914 | 2.6914 | 0.43658 | 0.31848 | 2.6914 | 2.6914 | 0.43658 | 0.31848 | 2.6914 | 2.6914 | 0.43658 | 0.31848 | 2.6914 | 2.6914 | 0.43658 | 0.31848 | 2.6914 | 2.6914 | 0.43658 | 0.31848 | 2.6914 | 2.6914 | 0.43658 | 0.31848 | 2.6914 | 2.6914 | 0.43658 | 0.31848 | 2.6914 | 2.6914 | 0.43658 | 0.31848 | 2.6914 | 2.6914 | 0.43658 | 0.31848 | 2.6914 | 2.6914 | 0.43658 | 0.31848 | 2.6914 | 2.6914 | 0.43658 | 0.31848 | 2.6914 | 2.6914 | 0.43658 | 0.31848 | 2.6914
CAPONTREE | CARLISLE | HARKER / HUTTON | 352906 | 559671 | primary | best view | 22.4428 | 22.1509 | 15.9203 | 20.1395 | 22.4434 | 22.1041 | 15.8867 | 19.9271 | 22.4772 | 22.0709 | 15.8628 | 19.8577 | 22.5257 | 21.9549 | 15.7794 | 19.6075 | 22.576 | 21.8504 | 15.7043 | 19.429 | 22.628 | 21.7368 | 15.6227 | 19.1652 | 22.6853 | 21.6227 | 15.5407 | 18.8993 | 22.7555 | 21.5226 | 15.4687 | 18.6748 | 22.8318 | 21.4317 | 15.4034 | 18.4042 | 22.9266 | 21.3076 | 15.3142 | 17.929 | 23.4861 | 20.9769 | 15.0765 | 16.0527 | 24.1855 | 21.2491 | 15.2721 | 14.7504 | 24.7304 | 24.7304 | 19.3658 | 13.9868 | 25.3144 | 25.3144 | 19.2107 | 13.8319 | 22.4425 | 22.1509 | 15.9203 | 20.1395 | 22.4492 | 22.1204 | 15.8984 | 19.9821 | 22.4834 | 22.1015 | 15.8848 | 19.9741 | 22.5275 | 22.0374 | 15.8387 | 19.845 | 22.5746 | 21.9884 | 15.8035 | 19.7805 | 22.6275 | 21.9187 | 15.7534 | 19.609 | 22.6643 | 21.8458 | 15.701 | 19.4034 | 22.7148 | 21.7836 | 15.6563 | 19.2233 | 22.7781 | 21.7206 | 15.611 | 18.9893 | 22.8532 | 21.6505 | 15.5606 | 18.6983 | 23.1388 | 21.4391 | 15.4087 | 17.8561 | 23.5419 | 21.2296 | 15.2581 | 16.7768 | 23.9888 | 23.9888 | 17.5388 | 15.7929 | 24.3935 | 24.3935 | 19.8702 | 15.0922 | 22.4428 | 22.1509 | 15.9203 | 20.1395 | 22.443 | 22.1043 | 15.8868 | 19.9275 | 22.4762 | 22.0712 | 15.863 | 19.8585 | 22.5243 | 21.9561 | 15.7803 | 19.6087 | 22.5741 | 21.8522 | 15.7056 | 19.4301 | 22.6286 | 21.739 | 15.6242 | 19.1649 | 22.6914 | 21.6442 | 15.5561 | 18.8957 | 22.7626 | 21.5463 | 15.4857 | 18.6706 | 22.8399 | 21.4503 | 15.4168 | 18.3995 | 22.9306 | 21.3232 | 15.3254 | 17.9469 | 23.3907 | 20.9981 | 15.0917 | 16.1925 | 23.8397 | 21.3092 | 15.3154 | 15.0869 | 24.2581 | 24.2581 | 19.4221 | 14.4255 | 24.6007 | 24.6007 | 19.3022 | 14.4789 | 22.4432 | 22.1509 | 15.9203 | 20.1395 | 22.4393 | 22.0981 | 15.8823 | 19.9041 | 22.474 | 22.0587 | 15.854 | 19.8075 | 22.53 | 21.8374 | 15.6949 | 19.5082 | 22.5954 | 21.7292 | 15.6172 | 19.2561 | 22.686 | 21.5907 | 15.5177 | 18.8829 | 22.8016 | 21.4495 | 15.4162 | 18.4546 | 22.9394 | 21.3056 | 15.3127 | 18.0626 | 23.0863 | 21.1768 | 15.2202 | 17.6781 | 23.2579 | 21.0209 | 15.1081 | 17.2364 | 24.3124 | 20.4721 | 14.7137 | 15.1027 | 25.5099 | 20.3189 | 14.6036 | 12.4031 | 26.2668 | 25.7577 | 18.5126 | 10.8685 | 26.6227 | 25.3097 | 18.1906 | 9.6537 | 22.4432 | 22.1509 | 15.9203 | 20.1395 | 22.433 | 22.1036 | 15.8863 | 19.9238 | 22.4795 | 22.046 | 15.8449 | 19.7801 | 22.5389 | 21.9001 | 15.7401 | 19.4556 | 22.6082 | 21.757 | 15.6372 | 19.1709 | 22.7123 | 21.4057 | 15.3847 | 18.7899 | 22.8467 | 21.1905 | 15.23 | 18.3852 | 23.014 | 21.1577 | 15.2064 | 18.0292 | 23.1998 | 21.1995 | 15.2365 | 17.671 | 23.4401 | 21.2648 | 15.2834 | 16.976 | 24.703 | 24.703 | 19.1695 | 13.6842 | 25.7682 | 25.7575 | 18.5124 | 11.4338 | 26.2343 | 25.2893 | 18.1759 | 10.432 | 26.2821 | 25.2099 | 18.1189 | 10.589
CARLETON | EGREMONT | HARKER / HUTTON | 308796 | 498305 | primary | best view | 8.0066 | 8.0066 | 8.0066 | 5.6229 | 8.0057 | 8.0057 | 8.0057 | 5.5568 | 8.0218 | 8.0218 | 8.0218 | 5.4661 | 8.0451 | 8.0451 | 8.0451 | 5.3357 | 8.0737 | 8.0737 | 8.0737 | 5.2237 | 8.1045 | 8.1045 | 8.1045 | 5.0835 | 8.1346 | 8.1346 | 8.1346 | 4.9416 | 8.1692 | 8.1692 | 8.1692 | 4.8005 | 8.2096 | 8.2096 | 8.2096 | 4.6466 | 8.2609 | 8.2609 | 8.2609 | 4.4299 | 8.4876 | 8.4876 | 8.4876 | 3.6515 | 8.6581 | 8.6581 | 8.6581 | 3.3143 | 8.7575 | 8.7575 | 8.7575 | 3.2488 | 8.7952 | 8.7952 | 8.7952 | 3.4412 | 8.0065 | 8.0065 | 8.0065 | 5.6229 | 8.0068 | 8.0068 | 8.0068 | 5.5846 | 8.0202 | 8.0202 | 8.0202 | 5.528 | 8.0362 | 8.0362 | 8.0362 | 5.4549 | 8.0541 | 8.0541 | 8.0541 | 5.3525 | 8.0735 | 8.0735 | 8.0735 | 5.2039 | 8.0965 | 8.0965 | 8.0965 | 5.0161 | 8.1242 | 8.1242 | 8.1242 | 4.8125 | 8.1562 | 8.1562 | 8.1562 | 4.5867 | 8.1932 | 8.1932 | 8.1932 | 4.3137 | 8.2792 | 8.2792 | 8.2792 | 4.0202 | 8.3641 | 8.3641 | 8.3641 | 3.8481 | 8.4188 | 8.4188 | 8.4188 | 3.7914 | 8.4485 | 8.4485 | 8.4485 | 3.6651 | 8.0066 | 8.0066 | 8.0066 | 5.6229 | 8.0057 | 8.0057 | 8.0057 | 5.5568 | 8.0224 | 8.0224 | 8.0224 | 5.4658 | 8.0457 | 8.0457 | 8.0457 | 5.3353 | 8.0743 | 8.0743 | 8.0743 | 5.2233 | 8.1049 | 8.1049 | 8.1049 | 5.0832 | 8.1349 | 8.1349 | 8.1349 | 4.9414 | 8.1693 | 8.1693 | 8.1693 | 4.8004 | 8.2083 | 8.2083 | 8.2083 | 4.6476 | 8.2551 | 8.2551 | 8.2551 | 4.4504 | 8.4622 | 8.4622 | 8.4622 | 3.7384 | 8.6117 | 8.6117 | 8.6117 | 3.429 | 8.6934 | 8.6934 | 8.6934 | 3.3673 | 8.7233 | 8.7233 | 8.7233 | 3.5497 | 8.0068 | 8.0068 | 8.0068 | 5.6229 | 8.0058 | 8.0058 | 8.0058 | 5.5454 | 8.0257 | 8.0257 | 8.0257 | 5.4511 | 8.056 | 8.056 | 8.056 | 5.3222 | 8.0974 | 8.0974 | 8.0974 | 5.2084 | 8.1438 | 8.1438 | 8.1438 | 5.0624 | 8.1966 | 8.1966 | 8.1966 | 4.9092 | 8.2587 | 8.2587 | 8.2587 | 4.7647 | 8.3284 | 8.3284 | 8.3284 | 4.6296 | 8.411 | 8.411 | 8.411 | 4.4824 | 8.7224 | 8.7224 | 8.7224 | 3.8016 | 8.9349 | 8.9349 | 8.9349 | 3.0428 | 9.012 | 9.012 | 9.012 | 2.6689 | 9.0358 | 9.0358 | 9.0358 | 2.4826 | 8.0068 | 8.0068 | 8.0068 | 5.6229 | 8.0032 | 8.0032 | 8.0032 | 5.5529 | 8.0324 | 8.0324 | 8.0324 | 5.4114 | 8.0666 | 8.0666 | 8.0666 | 5.2653 | 8.1105 | 8.1105 | 8.1105 | 5.1346 | 8.1554 | 8.1554 | 8.1554 | 4.9897 | 8.209 | 8.209 | 8.209 | 4.8468 | 8.2696 | 8.2696 | 8.2696 | 4.7219 | 8.3367 | 8.3367 | 8.3367 | 4.6064 | 8.415 | 8.415 | 8.415 | 4.4425 | 8.6802 | 8.6802 | 8.6802 | 3.7155 | 8.8264 | 8.8264 | 8.8264 | 3.3321 | 8.8516 | 8.8516 | 8.8516 | 3.1641 | 8.8325 | 8.8325 | 8.8325 | 3.1618
CARLISLE NORTH | - | HARKER / HUTTON | 338547 | 560280 | primary | best view | 1.6795 | 0.44197 | 0.31765 | 1.6795 | 1.6795 | 0.44197 | 0.31765 | 1.6795 | 1.6795 | 0.44197 | 0.31765 | 1.6795 | 1.6795 | 0.44197 | 0.31765 | 1.6795 | 1.6795 | 0.44197 | 0.31765 | 1.6795 | 1.6795 | 0.44197 | 0.31765 | 1.6795 | 1.6795 | 0.44197 | 0.31765 | 1.6795 | 1.6795 | 0.44197 | 0.31765 | 1.6795 | 1.6795 | 0.44197 | 0.31765 | 1.6795 | 1.6795 | 0.44197 | 0.31765 | 1.6795 | 1.6795 | 0.44197 | 0.31765 | 1.6795 | 1.6795 | 0.44197 | 0.31765 | 1.6795 | 0.97994 | 0.37195 | 0.30392 | 0.97994 | 1.5223 | 0.44197 | 0.31765 | 1.5223 | 1.6795 | 0.44197 | 0.31765 | 1.6795 | 1.6795 | 0.44197 | 0.31765 | 1.6795 | 1.6795 | 0.44197 | 0.31765 | 1.6795 | 1.6795 | 0.44197 | 0.31765 | 1.6795 | 1.6795 | 0.44197 | 0.31765 | 1.6795 | 1.6795 | 0.44197 | 0.31765 | 1.6795 | 1.6795 | 0.44197 | 0.31765 | 1.6795 | 1.6795 | 0.44197 | 0.31765 | 1.6795 | 1.6795 | 0.44197 | 0.31765 | 1.6795 | 1.6795 | 0.44197 | 0.31765 | 1.6795 | 1.6795 | 0.44197 | 0.31765 | 1.6795 | 1.6795 | 0.44197 | 0.31765 | 1.6795 | 1.3328 | 0.44197 | 0.31765 | 1.3328 | 2.0766 | 0.44197 | 0.31765 | 2.0766 | 1.6795 | 0.44197 | 0.31765 | 1.6795 | 1.6795 | 0.44197 | 0.31765 | 1.6795 | 1.6795 | 0.44197 | 0.31765 | 1.6795 | 1.6795 | 0.44197 | 0.31765 | 1.6795 | 1.6795 | 0.44197 | 0.31765 | 1.6795 | 1.6795 | 0.44197 | 0.31765 | 1.6795 | 1.6795 | 0.44197 | 0.31765 | 1.6795 | 1.6795 | 0.44197 | 0.31765 | 1.6795 | 1.6795 | 0.44197 | 0.31765 | 1.6795 | 1.6795 | 0.44197 | 0.31765 | 1.6795 | 1.6795 | 0.44197 | 0.31765 | 1.6795 | 1.6795 | 0.44197 | 0.31765 | 1.6795 | 1.2662 | 0.44197 | 0.31765 | 1.2662 | 1.9757 | 0.44197 | 0.31765 | 1.9757 | 1.6795 | 0.44197 | 0.31765 | 1.6795 | 1.6795 | 0.44197 | 0.31765 | 1.6795 | 1.6795 | 0.44197 | 0.31765 | 1.6795 | 1.6795 | 0.44197 | 0.31765 | 1.6795 | 1.6795 | 0.44197 | 0.31765 | 1.6795 | 1.6795 | 0.44197 | 0.31765 | 1.6795 | 1.6795 | 0.44197 | 0.31765 | 1.6795 | 1.6795 | 0.44197 | 0.31765 | 1.6795 | 1.6795 | 0.44197 | 0.31765 | 1.6795 | 1.6795 | 0.44197 | 0.31765 | 1.6795 | 1.6795 | 0.44197 | 0.31765 | 1.6795 | 1.6795 | 0.44197 | 0.31765 | 1.6795 | 1.6795 | 0.44197 | 0.31765 | 1.6795 | 1.6795 | 0.44197 | 0.31765 | 1.6795 | 1.6795 | 0.44197 | 0.31765 | 1.6795 | 1.6795 | 0.44197 | 0.31765 | 1.6795 | 1.6795 | 0.44197 | 0.31765 | 1.6795 | 1.6795 | 0.44197 | 0.31765 | 1.6795 | 1.6795 | 0.44197 | 0.31765 | 1.6795 | 1.6795 | 0.44197 | 0.31765 | 1.6795 | 1.6795 | 0.44197 | 0.31765 | 1.6795 | 1.6795 | 0.44197 | 0.31765 | 1.6795 | 1.6795 | 0.44197 | 0.31765 | 1.6795 | 1.6795 | 0.44197 | 0.31765 | 1.6795 | 2.6844 | 0.44197 | 0.31765 | 2.6844 | 2.1872 | 0.44197 | 0.31765 | 2.1872 | 0.84509 | 0.32076 | 0.2621 | 0.84509 | 0.22027 | 0.083607 | 0.068315 | 0.22027
CARR ST | KEARSLEY LOCAL | KEARSLEY | 376984 | 401329 | primary | best view | 30.5056 | 14.5968 | 10.491 | 15.0914 | 30.5072 | 14.58 | 10.479 | 14.5661 | 30.5647 | 14.513 | 10.4308 | 14.2925 | 30.6446 | 14.3857 | 10.3393 | 13.8852 | 30.7417 | 14.2069 | 10.2108 | 13.4658 | 30.8459 | 14.011 | 10.07 | 12.8941 | 30.9574 | 13.858 | 9.96 | 12.3818 | 31.0853 | 13.6521 | 9.812 | 11.8803 | 31.2219 | 13.2508 | 9.5236 | 9.6041 | 31.3773 | 13.06 | 9.3865 | 8.7712 | 32.1451 | 12.1391 | 8.7246 | 6.2377 | 32.9369 | 11.6132 | 8.3466 | 4.6641 | 33.5151 | 11.1204 | 7.9925 | 4.0537 | 34.0988 | 10.7431 | 7.7213 | 3.6481 | 30.5049 | 14.5968 | 10.491 | 15.0914 | 30.5117 | 14.6064 | 10.4979 | 14.7245 | 30.5579 | 14.4825 | 10.4088 | 14.5104 | 30.6198 | 14.4127 | 10.3587 | 14.2384 | 30.6859 | 14.3877 | 10.3407 | 13.987 | 30.7374 | 14.3019 | 10.2791 | 13.5502 | 30.8084 | 14.2249 | 10.2237 | 13.1259 | 30.8955 | 14.0546 | 10.1013 | 12.7046 | 30.9978 | 13.7149 | 9.8572 | 11.3355 | 31.1123 | 13.5588 | 9.745 | 10.7326 | 31.5374 | 13.2756 | 9.5415 | 8.8212 | 31.9664 | 12.9967 | 9.341 | 7.4617 | 32.3976 | 12.5701 | 9.0344 | 6.6179 | 32.7886 | 12.292 | 8.8345 | 5.9237 | 30.5056 | 14.5968 | 10.491 | 15.0914 | 30.5068 | 14.5856 | 10.4829 | 14.5663 | 30.564 | 14.5189 | 10.435 | 14.2929 | 30.6436 | 14.3928 | 10.3444 | 13.8859 | 30.7404 | 14.2202 | 10.2203 | 13.4667 | 30.8463 | 14.0438 | 10.0935 | 12.8938 | 30.9617 | 13.8828 | 9.9779 | 12.3791 | 31.0903 | 13.6783 | 9.8309 | 11.8771 | 31.2281 | 13.2591 | 9.5296 | 9.6005 | 31.3738 | 13.079 | 9.4001 | 8.8148 | 32.0434 | 12.1936 | 8.7638 | 6.4868 | 32.6264 | 11.6955 | 8.4058 | 5.0942 | 33.1044 | 11.212 | 8.0583 | 4.4895 | 33.5057 | 10.858 | 7.8039 | 4.1672 | 30.5063 | 14.5968 | 10.491 | 15.0914 | 30.5018 | 14.5448 | 10.4536 | 14.5632 | 30.5648 | 14.513 | 10.4307 | 14.2897 | 30.6586 | 14.2887 | 10.2695 | 13.8638 | 30.7747 | 13.9301 | 10.0118 | 13.4822 | 30.9178 | 14.0852 | 10.1233 | 12.9451 | 31.0838 | 13.9215 | 10.0057 | 12.4621 | 31.2784 | 13.8374 | 9.9452 | 11.9926 | 31.4959 | 13.4218 | 9.6465 | 9.7939 | 31.7506 | 13.2416 | 9.517 | 9.0971 | 33.0323 | 12.1797 | 8.7538 | 5.7953 | 34.4139 | 10.5745 | 7.6001 | -0.13238 | 35.3154 | 9.2897 | 6.6767 | -4.7679 | 35.7956 | 8.5627 | 6.1542 | -7.9656 | 30.5063 | 14.5968 | 10.491 | 15.0914 | 30.4855 | 14.6021 | 10.4948 | 14.6273 | 30.5665 | 14.4606 | 10.3931 | 14.2325 | 30.6557 | 14.2253 | 10.224 | 13.8037 | 30.7631 | 13.9632 | 10.0356 | 13.4689 | 30.9001 | 13.6849 | 9.8356 | 12.999 | 31.0725 | 13.4087 | 9.6371 | 12.5664 | 31.2755 | 13.2672 | 9.5354 | 12.1581 | 31.5156 | 12.7977 | 9.1979 | 9.8475 | 31.8441 | 12.4268 | 8.9314 | 8.2522 | 33.3428 | 10.7183 | 7.7034 | 1.5328 | 34.5173 | 9.303 | 6.6862 | -3.8374 | 35.0262 | 8.4845 | 6.0979 | -6.9966 | 35.0735 | 8.3353 | 5.9908 | -6.6036
CASTLETON | CASTLETON | ROCHDALE | 388461 | 411290 | primary | best view | 31.5864 | 9.1524 | 6.6765 | 15.4761 | 31.5742 | 8.6652 | 6.3211 | 15.3603 | 31.6236 | 8.255 | 6.0219 | 15.2128 | 31.6979 | 7.9192 | 5.777 | 15.0825 | 31.7732 | 7.569 | 5.5214 | 14.8214 | 31.8499 | 7.1346 | 5.2046 | 14.4658 | 31.93 | 6.813 | 4.97 | 14.1833 | 32.0201 | 6.7616 | 4.9325 | 14.0917 | 32.1164 | 6.6395 | 4.8434 | 13.6918 | 32.2273 | 6.5525 | 4.78 | 13.4251 | 32.8727 | 6.2184 | 4.5362 | 12.4041 | 33.6082 | 6.0403 | 4.4063 | 11.4712 | 34.169 | 6.3123 | 4.6047 | 10.9666 | 34.7497 | 6.1601 | 4.4937 | 10.4727 | 31.586 | 9.1524 | 6.6765 | 15.4761 | 31.5401 | 8.689 | 6.3385 | 15.4455 | 31.5425 | 8.3227 | 6.0713 | 15.44 | 31.5601 | 8.2806 | 6.0406 | 15.4826 | 31.5665 | 8.1015 | 5.9099 | 15.4083 | 31.5765 | 7.874 | 5.744 | 15.2343 | 31.6064 | 7.7354 | 5.6428 | 15.0665 | 31.6529 | 7.6943 | 5.6129 | 15.0544 | 31.7149 | 7.5872 | 5.5348 | 14.7045 | 31.7898 | 7.5577 | 5.5132 | 14.4813 | 32.0972 | 7.4963 | 5.4684 | 14.0045 | 32.446 | 7.4275 | 5.4182 | 13.3934 | 32.8259 | 7.5797 | 5.5293 | 12.8528 | 33.1705 | 7.6267 | 5.5636 | 12.3422 | 31.5864 | 9.1524 | 6.6765 | 15.4761 | 31.5739 | 8.6643 | 6.3205 | 15.3606 | 31.6229 | 8.2576 | 6.0238 | 15.2135 | 31.6968 | 7.9199 | 5.7775 | 15.0835 | 31.7717 | 7.5715 | 5.5233 | 14.8226 | 31.8503 | 7.1341 | 5.2042 | 14.4655 | 31.9349 | 6.8169 | 4.9729 | 14.1794 | 32.0259 | 6.7652 | 4.9351 | 14.0871 | 32.123 | 6.6416 | 4.845 | 13.6865 | 32.2272 | 6.5596 | 4.7851 | 13.4412 | 32.7792 | 6.2449 | 4.5556 | 12.5452 | 33.2853 | 6.1061 | 4.4543 | 11.8238 | 33.7329 | 6.3973 | 4.6668 | 11.4096 | 34.1021 | 6.277 | 4.579 | 11.0868 | 31.5866 | 9.1524 | 6.6765 | 15.4761 | 31.5657 | 7.9979 | 5.8343 | 15.3733 | 31.6156 | 7.4854 | 5.4605 | 15.2441 | 31.6966 | 6.9569 | 5.075 | 15.1316 | 31.7851 | 6.4333 | 4.693 | 14.883 | 31.8949 | 5.8995 | 4.3036 | 14.5405 | 32.0279 | 5.533 | 4.0362 | 14.2464 | 32.1859 | 5.4481 | 3.9743 | 14.1512 | 32.3613 | 5.3052 | 3.8701 | 13.7445 | 31.9024 | 5.1749 | 3.775 | 13.4838 | 27.7053 | 4.4941 | 3.2784 | 11.9777 | 21.1163 | 3.4253 | 2.4987 | 7.2432 | 18.0172 | 2.9226 | 2.132 | 3.4532 | 13.818 | 2.2414 | 1.6351 | 0.82069 | 31.5866 | 9.1524 | 6.6765 | 15.4761 | 31.5585 | 8.7104 | 6.3541 | 15.4145 | 31.6232 | 8.4312 | 6.1505 | 15.2435 | 31.7075 | 8.0214 | 5.8515 | 15.1357 | 31.798 | 7.6058 | 5.5484 | 14.921 | 31.916 | 7.1199 | 5.1939 | 14.5949 | 32.0695 | 6.7466 | 4.9215 | 14.3222 | 32.2532 | 6.6785 | 4.8719 | 14.2353 | 32.4769 | 6.5638 | 4.7882 | 13.8093 | 32.8016 | 6.4092 | 4.6754 | 13.2919 | 34.0667 | 5.526 | 4.0311 | 8.3685 | 27.4353 | 4.4503 | 3.2464 | 3.9998 | 23.8063 | 3.8616 | 2.817 | 1.4393 | 23.4573 | 3.805 | 2.7757 | 1.8087
CATTERALL WATERWORKS | RIBBLE | PENWORTHAM EAST / ROCHDALE | 349381 | 442178 | primary | best view | 10.4773 | 10.4773 | 10.4773 | -1.0625 | 10.4647 | 10.4647 | 10.4647 | -0.97924 | 10.4941 | 10.4941 | 10.4941 | -1.1128 | 10.5424 | 10.5424 | 10.5424 | -1.3233 | 10.5764 | 10.5764 | 10.5764 | -1.3254 | 10.6047 | 10.6047 | 10.6047 | -1.3394 | 10.6348 | 10.6348 | 10.6348 | -1.4381 | 10.6688 | 10.6688 | 10.6688 | -1.4995 | 10.7067 | 10.7067 | 10.7067 | -1.5222 | 10.755 | 10.755 | 10.755 | -1.6663 | 10.9557 | 10.9557 | 10.9557 | -2.0486 | 11.1915 | 11.1915 | 11.1915 | -2.2144 | 11.3537 | 11.3537 | 11.3537 | -2.3498 | 11.5129 | 11.5129 | 11.5129 | -2.2953 | 10.4773 | 10.4773 | 10.4773 | -1.0625 | 10.4198 | 10.4198 | 10.4198 | -0.86116 | 10.3929 | 10.3929 | 10.3929 | -0.84255 | 10.3771 | 10.3771 | 10.3771 | -0.88374 | 10.3462 | 10.3462 | 10.3462 | -0.72101 | 10.3127 | 10.3127 | 10.3127 | -0.58033 | 10.2938 | 10.2938 | 10.2938 | -0.55228 | 10.2878 | 10.2878 | 10.2878 | -0.51938 | 10.2929 | 10.2929 | 10.2929 | -0.49913 | 10.3095 | 10.3095 | 10.3095 | -0.56205 | 10.4103 | 10.4103 | 10.4103 | -0.7092 | 10.5192 | 10.5192 | 10.5192 | -0.70538 | 10.5914 | 10.5914 | 10.5914 | -0.72653 | 10.6421 | 10.6421 | 10.6421 | -0.62667 | 10.4773 | 10.4773 | 10.4773 | -1.0625 | 10.4644 | 10.4644 | 10.4644 | -0.97912 | 10.4944 | 10.4944 | 10.4944 | -1.1126 | 10.5426 | 10.5426 | 10.5426 | -1.3229 | 10.5763 | 10.5763 | 10.5763 | -1.3249 | 10.6054 | 10.6054 | 10.6054 | -1.3396 | 10.6371 | 10.6371 | 10.6371 | -1.4396 | 10.6714 | 10.6714 | 10.6714 | -1.5014 | 10.7076 | 10.7076 | 10.7076 | -1.5243 | 10.7538 | 10.7538 | 10.7538 | -1.6623 | 10.9203 | 10.9203 | 10.9203 | -2.002 | 11.0561 | 11.0561 | 11.0561 | -2.0853 | 11.1624 | 11.1624 | 11.1624 | -2.1827 | 11.2302 | 11.2302 | 11.2302 | -2.0597 | 10.4775 | 10.4775 | 10.4775 | -1.0625 | 10.4596 | 10.4596 | 10.4596 | -0.96621 | 10.488 | 10.488 | 10.488 | -1.0844 | 10.5371 | 10.5371 | 10.5371 | -1.2793 | 10.5774 | 10.5774 | 10.5774 | -1.2709 | 10.6236 | 10.6236 | 10.6236 | -1.281 | 10.6661 | 10.6661 | 10.6661 | -1.3835 | 10.7077 | 10.7077 | 10.7077 | -1.4516 | 10.7549 | 10.7549 | 10.7549 | -1.4783 | 10.81 | 10.81 | 10.81 | -1.6125 | 11.1523 | 11.1523 | 11.1523 | -2.0561 | 11.5104 | 11.5104 | 11.5104 | -2.4949 | 11.6933 | 11.6933 | 11.6933 | -2.7795 | 11.7074 | 11.7074 | 11.7074 | -2.7364 | 10.4775 | 10.4775 | 10.4775 | -1.0625 | 10.4607 | 10.4607 | 10.4607 | -0.96543 | 10.4989 | 10.4989 | 10.4989 | -1.1059 | 10.5545 | 10.5545 | 10.5545 | -1.3089 | 10.6026 | 10.6026 | 10.6026 | -1.3066 | 10.6527 | 10.6527 | 10.6527 | -1.3209 | 10.6994 | 10.6994 | 10.6994 | -1.4293 | 10.7568 | 10.7568 | 10.7568 | -1.5021 | 10.8233 | 10.8233 | 10.8233 | -1.5349 | 10.9003 | 10.9003 | 10.9003 | -1.7395 | 11.2796 | 11.2796 | 11.2796 | -2.4402 | 11.5832 | 11.5832 | 11.5832 | -2.7866 | 11.6661 | 11.6661 | 11.6661 | -2.9056 | 11.5989 | 11.5989 | 11.5989 | -2.5412
CECIL ST | BLACKPOOL | PENWORTHAM WEST / STANAH | 331301 | 437023 | primary | best view | 31.2022 | 16.2444 | 11.8501 | 15.6316 | 31.1832 | 16.0426 | 11.7028 | 14.4057 | 31.2087 | 16.0791 | 11.7295 | 14.3667 | 31.2635 | 16.1239 | 11.7621 | 14.0772 | 31.3263 | 16.1604 | 11.7888 | 14.0247 | 31.3968 | 16.12 | 11.7593 | 13.7583 | 31.4737 | 16.1319 | 11.768 | 13.5448 | 31.5603 | 16.0768 | 11.7278 | 13.3143 | 31.6549 | 16.0367 | 11.6986 | 13.0323 | 31.764 | 15.9724 | 11.6516 | 12.6994 | 32.0293 | 15.4869 | 11.2975 | 11.7971 | 32.1839 | 15.2004 | 11.0885 | 11.359 | 32.2494 | 15.0365 | 10.9689 | 11.348 | 32.2615 | 14.8962 | 10.8666 | 11.4935 | 31.2021 | 16.2444 | 11.8501 | 15.6316 | 31.2113 | 16.1281 | 11.7652 | 14.9467 | 31.2578 | 16.1101 | 11.7521 | 14.9078 | 31.3319 | 16.0383 | 11.6997 | 14.6663 | 31.4164 | 16.0258 | 11.6906 | 14.6316 | 31.5204 | 15.9815 | 11.6583 | 14.3627 | 31.6271 | 15.933 | 11.6229 | 14.1008 | 31.7151 | 15.8873 | 11.5896 | 13.7943 | 31.8259 | 15.8199 | 11.5404 | 13.3962 | 31.9596 | 15.7416 | 11.4833 | 12.9566 | 32.0097 | 15.7199 | 11.4675 | 12.4765 | 32.0268 | 15.7684 | 11.5029 | 12.177 | 32.0121 | 15.9589 | 11.6418 | 12.0925 | 31.9782 | 15.9702 | 11.65 | 12.0281 | 31.2022 | 16.2444 | 11.8501 | 15.6316 | 31.1832 | 16.0432 | 11.7033 | 14.4057 | 31.2087 | 16.0795 | 11.7298 | 14.3667 | 31.2635 | 16.1249 | 11.7629 | 14.0772 | 31.3263 | 16.1626 | 11.7904 | 14.0247 | 31.3968 | 16.119 | 11.7586 | 13.7583 | 31.4737 | 16.1298 | 11.7664 | 13.5448 | 31.5603 | 16.0753 | 11.7267 | 13.3143 | 31.6549 | 16.0379 | 11.6994 | 13.0323 | 31.7572 | 15.9788 | 11.6563 | 12.7247 | 31.999 | 15.5147 | 11.3178 | 11.9053 | 32.1397 | 15.2366 | 11.1149 | 11.4904 | 32.2005 | 15.0616 | 10.9872 | 11.4685 | 32.2132 | 14.9231 | 10.8862 | 11.5926 | 31.2025 | 16.2444 | 11.8501 | 15.6316 | 31.1792 | 15.9969 | 11.6695 | 14.3852 | 31.2055 | 16.1068 | 11.7497 | 14.3406 | 31.2676 | 16.1076 | 11.7503 | 14.0427 | 31.3461 | 16.0845 | 11.7334 | 13.9735 | 31.4399 | 16.0182 | 11.685 | 13.6882 | 31.5472 | 15.9461 | 11.6325 | 13.4467 | 31.6725 | 15.8059 | 11.5302 | 13.1829 | 31.8003 | 15.684 | 11.4412 | 12.8975 | 31.9341 | 15.5317 | 11.3301 | 12.6055 | 32.2948 | 14.7319 | 10.7467 | 10.8868 | 32.6348 | 13.6023 | 9.9227 | 6.3231 | 32.7936 | 12.6946 | 9.2605 | 2.8269 | 32.8443 | 12.0572 | 8.7955 | 0.51385 | 31.2025 | 16.2444 | 11.8501 | 15.6316 | 31.1469 | 16.0589 | 11.7148 | 14.4686 | 31.1635 | 16.3983 | 11.9623 | 14.4176 | 31.2024 | 16.4898 | 12.0291 | 14.1733 | 31.254 | 16.4257 | 11.9823 | 14.1705 | 31.3146 | 16.1787 | 11.8021 | 13.9693 | 31.3846 | 15.9571 | 11.6405 | 13.814 | 31.4547 | 15.8179 | 11.5389 | 13.6413 | 31.5395 | 15.6407 | 11.4097 | 13.3276 | 31.6699 | 15.3014 | 11.1621 | 12.1992 | 32.0898 | 13.8027 | 10.0689 | 7.1172 | 32.3185 | 12.4935 | 9.1138 | 2.9864 | 32.3436 | 11.895 | 8.6773 | 0.74828 | 32.1985 | 12.0006 | 8.7543 | 1.7287
CENTRAL MANCHESTER | STUART ST | STALYBRIDGE | 384852 | 397718 | primary | best view | 43.1091 | 7.76 | 5.6608 | 23.7621 | 39.8622 | 6.466 | 4.7169 | 22.7449 | 29.0586 | 4.7136 | 3.4385 | 19.1457 | 18.1014 | 2.9362 | 2.1419 | 15.5001 | 3.7829 | 0.61363 | 0.44763 | 3.7829 | 2.6914 | 0.43658 | 0.31848 | 0.80365 | 2.6914 | 0.43658 | 0.31848 | -7.3623 | 2.6914 | 0.43658 | 0.31848 | -9.3437 | 2.6914 | 0.43658 | 0.31848 | -11.7908 | 2.6914 | 0.43658 | 0.31848 | -11.8299 | 2.6914 | 0.43658 | 0.31848 | -12.2223 | 2.6914 | 0.43658 | 0.31848 | -12.4197 | 2.6914 | 0.43658 | 0.31848 | -12.2766 | 6.3623 | 1.032 | 0.75285 | -12.2556 | 43.109 | 7.76 | 5.6608 | 23.7621 | 40.6038 | 6.5863 | 4.8046 | 23.4654 | 30.551 | 4.9557 | 3.6151 | 20.4044 | 20.0803 | 3.2572 | 2.3761 | 17.2776 | 6.6264 | 1.0749 | 0.7841 | 6.6264 | 2.6914 | 0.43658 | 0.31848 | 2.6914 | 2.6914 | 0.43658 | 0.31848 | -4.6465 | 2.6914 | 0.43658 | 0.31848 | -6.5087 | 2.6914 | 0.43658 | 0.31848 | -8.8835 | 2.6914 | 0.43658 | 0.31848 | -8.9266 | 2.6914 | 0.43658 | 0.31848 | -8.8739 | 2.6914 | 0.43658 | 0.31848 | -8.7844 | 2.6914 | 0.43658 | 0.31848 | -8.4876 | 2.4819 | 0.40258 | 0.29368 | -8.3847 | 43.1091 | 7.76 | 5.6608 | 23.7621 | 39.8622 | 6.466 | 4.7169 | 22.7449 | 29.0634 | 4.7144 | 3.4391 | 19.1457 | 18.1099 | 2.9376 | 2.1429 | 15.5001 | 3.808 | 0.61769 | 0.4506 | 3.808 | 2.6914 | 0.43658 | 0.31848 | 0.80365 | 2.6914 | 0.43658 | 0.31848 | -7.3623 | 2.6914 | 0.43658 | 0.31848 | -9.3437 | 2.6914 | 0.43658 | 0.31848 | -11.7908 | 2.6914 | 0.43658 | 0.31848 | -11.8221 | 2.6914 | 0.43658 | 0.31848 | -12.1871 | 2.6914 | 0.43658 | 0.31848 | -12.3739 | 2.6914 | 0.43658 | 0.31848 | -12.2308 | 6.5454 | 1.0617 | 0.77451 | -12.2141 | 43.1092 | 7.76 | 5.6608 | 23.7621 | 39.5425 | 6.4142 | 4.6791 | 22.7642 | 28.4592 | 4.6164 | 3.3676 | 19.1956 | 16.9336 | 2.7468 | 2.0037 | 15.5805 | 2.468 | 0.40034 | 0.29204 | 2.468 | 2.6914 | 0.43658 | 0.31848 | 0.93196 | 2.6914 | 0.43658 | 0.31848 | -7.2138 | 2.6914 | 0.43658 | 0.31848 | -9.1767 | 2.6914 | 0.43658 | 0.31848 | -11.6004 | 2.6914 | 0.43658 | 0.31848 | -11.6082 | 2.6914 | 0.43658 | 0.31848 | -11.9403 | 2.6914 | 0.43658 | 0.31848 | -12.7219 | 2.6914 | 0.43658 | 0.31848 | -13.0833 | 2.6914 | 0.43658 | 0.31848 | -13.4193 | 43.1092 | 7.76 | 5.6608 | 23.7621 | 43.0628 | 7.5803 | 5.5298 | 22.7816 | 42.8134 | 6.9448 | 5.0661 | 19.1998 | 38.2661 | 6.2071 | 4.528 | 15.5948 | 30.5958 | 4.9629 | 3.6204 | 9.1703 | 21.2424 | 3.4457 | 2.5136 | 0.98549 | 11.7376 | 1.904 | 1.3889 | -7.1382 | 9.2341 | 1.4979 | 1.0927 | -9.074 | 6.2326 | 1.011 | 0.73751 | -11.4614 | 5.4435 | 0.88299 | 0.64413 | -11.6133 | 2.0623 | 0.33452 | 0.24403 | -12.62 | 2.6914 | 0.43658 | 0.31848 | -13.3403 | 0.68191 | 0.11061 | 0.08069 | -13.4876 | 1.5292 | 0.24806 | 0.18096 | -13.1005
CHADDERTON | CHADDERTON | WHITEGATE | 389161 | 403872 | primary | best view | 30.9856 | 5.0262 | 3.6665 | 30.9856 | 27.2022 | 4.4125 | 3.2188 | 27.2022 | 26.4081 | 4.2836 | 3.1249 | 26.4081 | 25.2832 | 4.1012 | 2.9918 | 25.2832 | 23.8377 | 3.8667 | 2.8207 | 23.8377 | 22.472 | 3.6452 | 2.6591 | 22.472 | 21.8937 | 3.5514 | 2.5907 | 21.8937 | 21.2454 | 3.4462 | 2.514 | 21.2454 | 20.5134 | 3.3275 | 2.4273 | 20.5134 | 19.7607 | 3.2054 | 2.3383 | 19.7607 | 16.6794 | 2.7056 | 1.9737 | 16.6794 | 17.0233 | 2.7613 | 2.0144 | 17.0233 | 20.6253 | 3.3456 | 2.4406 | 20.6253 | 20.7007 | 3.3579 | 2.4495 | 20.7007 | 30.9856 | 5.0262 | 3.6665 | 30.9856 | 27.3351 | 4.434 | 3.2346 | 27.3351 | 26.5944 | 4.3139 | 3.1469 | 26.5944 | 25.5482 | 4.1442 | 3.0231 | 25.5482 | 24.7045 | 4.0073 | 2.9233 | 24.7045 | 23.5579 | 3.8213 | 2.7876 | 23.5579 | 23.2241 | 3.7672 | 2.7481 | 23.2241 | 22.791 | 3.6969 | 2.6969 | 22.791 | 22.2277 | 3.6056 | 2.6302 | 22.2277 | 21.6954 | 3.5192 | 2.5672 | 21.6954 | 20.2693 | 3.2879 | 2.3985 | 20.2693 | 20.7144 | 3.3601 | 2.4511 | 20.7144 | 22.8336 | 3.7038 | 2.7019 | 22.8336 | 22.8585 | 3.7079 | 2.7048 | 22.8585 | 30.9856 | 5.0262 | 3.6665 | 30.9856 | 27.2228 | 4.4158 | 3.2213 | 27.2228 | 26.4437 | 4.2894 | 3.1291 | 26.4437 | 25.3138 | 4.1061 | 2.9954 | 25.3138 | 23.8736 | 3.8725 | 2.825 | 23.8736 | 22.5038 | 3.6503 | 2.6629 | 22.5038 | 21.9434 | 3.5594 | 2.5966 | 21.9434 | 21.2898 | 3.4534 | 2.5192 | 21.2898 | 20.5538 | 3.334 | 2.4321 | 20.5538 | 19.8433 | 3.2188 | 2.3481 | 19.8433 | 17.0035 | 2.7581 | 2.012 | 17.0035 | 17.668 | 2.8659 | 2.0907 | 17.668 | 21.4226 | 3.475 | 2.5349 | 21.4226 | 22.019 | 3.5717 | 2.6055 | 22.019 | 30.9856 | 5.0262 | 3.6665 | 30.9856 | 25.2032 | 4.0882 | 2.9823 | 25.2032 | 22.3668 | 3.6281 | 2.6467 | 22.3668 | 18.8659 | 3.0602 | 2.2324 | 18.8659 | 15.8988 | 2.5789 | 1.8813 | 15.8988 | 12.948 | 2.1003 | 1.5321 | 12.948 | 12.1555 | 1.9717 | 1.4384 | 12.1555 | 11.3031 | 1.8335 | 1.3375 | 11.3031 | 10.3418 | 1.6775 | 1.2237 | 10.3418 | 9.3902 | 1.5232 | 1.1111 | 9.3902 | 4.0301 | 0.65372 | 0.47688 | 4.0301 | 2.6914 | 0.43658 | 0.31848 | 2.6914 | 2.6914 | 0.43658 | 0.31848 | 2.6914 | 2.6914 | 0.43658 | 0.31848 | 2.6914 | 30.9856 | 5.0262 | 3.6665 | 30.9856 | 27.6733 | 4.4889 | 3.2746 | 27.6733 | 27.3388 | 4.4346 | 3.235 | 27.3388 | 26.3027 | 4.2666 | 3.1124 | 26.3027 | 25.1277 | 4.076 | 2.9734 | 25.1277 | 23.808 | 3.8619 | 2.8172 | 23.808 | 23.1108 | 3.7488 | 2.7347 | 23.1108 | 22.4535 | 3.6422 | 2.6569 | 22.4535 | 21.665 | 3.5143 | 2.5636 | 21.665 | 20.276 | 3.289 | 2.3993 | 20.276 | 19.4964 | 3.1625 | 2.307 | 19.4964 | 11.7901 | 1.9125 | 1.3951 | 11.7901 | 7.6096 | 1.2344 | 0.90044 | 7.6096 | 7.4289 | 1.205 | 0.87906 | 7.4289
CHAMBERHALL | BURY | KEARSLEY | 380280 | 411215 | primary | best view | 31.2829 | 9.169 | 6.6886 | 9.487 | 31.2737 | 9.022 | 6.5814 | 9.1795 | 31.3612 | 8.9131 | 6.502 | 9.0734 | 31.4843 | 8.8234 | 6.4365 | 8.5249 | 31.6192 | 8.739 | 6.375 | 8.13 | 31.7629 | 8.5726 | 6.2536 | 7.4906 | 31.9167 | 8.3983 | 6.1264 | 6.975 | 32.0925 | 8.221 | 5.9971 | 6.3049 | 32.2826 | 8.1069 | 5.9138 | 5.7412 | 32.5011 | 7.9441 | 5.7951 | 4.9916 | 33.4888 | 7.2867 | 5.3155 | 2.3731 | 34.4989 | 7.2748 | 5.3069 | 1.0665 | 35.2456 | 7.843 | 5.7213 | 0.63277 | 35.972 | 7.9776 | 5.8195 | 0.73859 | 31.2823 | 9.169 | 6.6886 | 9.487 | 31.2799 | 9.0732 | 6.6188 | 9.2404 | 31.3474 | 9.0809 | 6.6244 | 9.3765 | 31.4386 | 8.9672 | 6.5415 | 8.982 | 31.5329 | 8.8925 | 6.4869 | 8.7551 | 31.6062 | 8.772 | 6.399 | 8.324 | 31.7039 | 8.6741 | 6.3277 | 7.9229 | 31.8303 | 8.5347 | 6.2259 | 7.3499 | 31.984 | 8.3944 | 6.1236 | 6.8347 | 32.161 | 8.2286 | 6.0027 | 6.2087 | 32.6586 | 7.9435 | 5.7946 | 4.554 | 33.1408 | 8.0114 | 5.8442 | 3.5594 | 33.615 | 8.2686 | 6.0319 | 2.7734 | 34.0201 | 8.3802 | 6.1133 | 2.3801 | 31.2829 | 9.169 | 6.6886 | 9.487 | 31.2733 | 9.0322 | 6.5889 | 9.1799 | 31.3604 | 8.8991 | 6.4918 | 9.0741 | 31.4831 | 8.7872 | 6.4101 | 8.5258 | 31.6177 | 8.7164 | 6.3585 | 8.1309 | 31.7634 | 8.5579 | 6.2429 | 7.4903 | 31.9216 | 8.3905 | 6.1208 | 6.9723 | 32.0983 | 8.222 | 5.9978 | 6.3018 | 32.2892 | 8.0747 | 5.8904 | 5.7377 | 32.4922 | 7.9379 | 5.7906 | 5.0571 | 33.3491 | 7.3288 | 5.3463 | 2.6914 | 34.0845 | 7.3651 | 5.3727 | 1.6204 | 34.6991 | 7.9404 | 5.7924 | 1.171 | 35.1938 | 8.0944 | 5.9048 | 1.3499 | 31.2845 | 9.169 | 6.6886 | 9.487 | 31.2671 | 9.0679 | 6.6149 | 9.1736 | 31.3633 | 8.9729 | 6.5456 | 9.0776 | 31.5086 | 8.7823 | 6.4065 | 8.5314 | 31.6824 | 8.5994 | 6.2732 | 8.1838 | 31.8935 | 8.3439 | 6.0867 | 7.6272 | 32.1396 | 8.1949 | 5.9781 | 7.1504 | 32.4303 | 8.0215 | 5.8516 | 6.5273 | 32.7568 | 7.8534 | 5.7289 | 6.0706 | 33.1393 | 7.6496 | 5.5803 | 5.5254 | 34.8607 | 6.5437 | 4.7735 | 1.9516 | 30.4791 | 4.944 | 3.6066 | -5.1816 | 23.4966 | 3.8114 | 2.7803 | -10.9805 | 18.6025 | 3.0175 | 2.2012 | -14.5344 | 31.2845 | 9.169 | 6.6886 | 9.487 | 31.2398 | 9.0364 | 6.592 | 9.2434 | 31.3735 | 8.9644 | 6.5394 | 9.0135 | 31.5136 | 8.797 | 6.4173 | 8.4791 | 31.6746 | 8.7084 | 6.3526 | 8.1709 | 31.8732 | 8.5453 | 6.2337 | 7.7096 | 32.1218 | 8.3903 | 6.1206 | 7.3172 | 32.4127 | 8.2353 | 6.0076 | 6.8002 | 32.7533 | 8.0777 | 5.8926 | 6.2391 | 33.1891 | 7.7141 | 5.6273 | 4.4815 | 35.0482 | 7.0165 | 5.1184 | -3.7592 | 33.1497 | 5.3772 | 3.9226 | -10.1265 | 28.4305 | 4.6117 | 3.3642 | -13.9829 | 28.9938 | 4.7031 | 3.4308 | -12.694
CHAPEL WHARF | FREDERICK RD | KEARSLEY | 383499 | 398634 | primary | best view | 29.5695 | 10.2606 | 7.4849 | 18.7451 | 29.567 | 9.8155 | 7.1603 | 16.1832 | 29.5909 | 9.7548 | 7.116 | 16.0433 | 29.6331 | 9.6985 | 7.0749 | 15.7363 | 29.6725 | 9.6745 | 7.0574 | 15.8406 | 29.7123 | 9.5689 | 6.9804 | 15.6626 | 29.7526 | 9.5495 | 6.9662 | 15.5805 | 29.7945 | 9.5164 | 6.9421 | 15.551 | 29.8379 | 9.475 | 6.9119 | 15.4282 | 29.8874 | 9.4194 | 6.8713 | 15.2402 | 30.0634 | 9.1198 | 6.6528 | 14.8851 | 30.1774 | 9.0691 | 6.6158 | 14.65 | 30.2364 | 8.9946 | 6.5614 | 14.452 | 30.2583 | 8.9138 | 6.5025 | 14.4413 | 29.5698 | 10.2606 | 7.4849 | 18.7451 | 29.5582 | 10.0346 | 7.3201 | 17.4695 | 29.5652 | 9.9995 | 7.2945 | 17.5305 | 29.5873 | 9.9271 | 7.2417 | 17.3705 | 29.6044 | 9.9162 | 7.2337 | 17.5723 | 29.6242 | 9.863 | 7.1949 | 17.527 | 29.6525 | 9.8368 | 7.1758 | 17.5266 | 29.6888 | 9.8394 | 7.1777 | 17.5695 | 29.7329 | 9.8095 | 7.1559 | 17.4426 | 29.7837 | 9.7865 | 7.1391 | 17.2857 | 29.8796 | 9.7809 | 7.135 | 17.1702 | 29.9536 | 9.7555 | 7.1165 | 17.0475 | 30.0016 | 9.8079 | 7.1548 | 16.9007 | 30.0358 | 9.8116 | 7.1574 | 16.8355 | 29.5695 | 10.2606 | 7.4849 | 18.7451 | 29.567 | 9.8173 | 7.1616 | 16.1832 | 29.5909 | 9.7559 | 7.1168 | 16.0433 | 29.6331 | 9.6981 | 7.0747 | 15.7363 | 29.6725 | 9.6573 | 7.0448 | 15.8406 | 29.7123 | 9.5877 | 6.9941 | 15.6626 | 29.7526 | 9.5549 | 6.9702 | 15.5805 | 29.7945 | 9.5213 | 6.9456 | 15.551 | 29.8379 | 9.4859 | 6.9198 | 15.4282 | 29.8847 | 9.4287 | 6.8781 | 15.2432 | 30.0512 | 9.158 | 6.6807 | 14.898 | 30.1614 | 9.0856 | 6.6278 | 14.6653 | 30.2203 | 9.0119 | 6.5741 | 14.466 | 30.2437 | 8.9305 | 6.5147 | 14.4525 | 29.5694 | 10.2606 | 7.4849 | 18.7451 | 29.5643 | 9.815 | 7.1599 | 16.1967 | 29.5838 | 9.768 | 7.1257 | 16.0732 | 29.6235 | 9.6551 | 7.0433 | 15.7802 | 29.6609 | 9.589 | 6.995 | 15.8927 | 29.6998 | 9.4865 | 6.9203 | 15.7171 | 29.7417 | 9.4179 | 6.8702 | 15.6235 | 29.7856 | 9.3639 | 6.8308 | 15.6033 | 29.8301 | 9.2821 | 6.7712 | 15.4562 | 29.8784 | 9.2067 | 6.7162 | 15.2857 | 30.049 | 8.9221 | 6.5086 | 14.9407 | 30.1851 | 8.5548 | 6.2406 | 14.2708 | 30.2434 | 8.3519 | 6.0926 | 13.7518 | 30.2657 | 8.2177 | 5.9947 | 13.453 | 29.5694 | 10.2606 | 7.4849 | 18.7451 | 29.557 | 9.828 | 7.1694 | 16.2145 | 29.5797 | 9.7918 | 7.1429 | 16.0938 | 29.6154 | 9.703 | 7.0782 | 15.8112 | 29.6487 | 9.6639 | 7.0496 | 15.9265 | 29.6812 | 9.6078 | 7.0088 | 15.7599 | 29.716 | 9.4897 | 6.9226 | 15.6832 | 29.7515 | 9.3662 | 6.8325 | 15.6704 | 29.7882 | 9.393 | 6.852 | 15.5457 | 29.8417 | 9.306 | 6.7886 | 15.2772 | 30.0038 | 8.9674 | 6.5416 | 14.472 | 30.1079 | 8.6183 | 6.2869 | 13.8773 | 30.1362 | 8.5573 | 6.2424 | 13.5281 | 30.0971 | 8.5295 | 6.2222 | 13.7228
CHASSEN RD | BARTON | CARRINGTON | 375542 | 394453 | primary | best view | 30.9255 | 11.9004 | 8.6811 | 14.1775 | 30.9127 | 11.9575 | 8.7228 | 14.1658 | 30.9683 | 11.8758 | 8.6632 | 13.6825 | 31.0478 | 11.8326 | 8.6317 | 13.0662 | 31.1465 | 11.7741 | 8.589 | 13.0423 | 31.258 | 11.6237 | 8.4794 | 12.5394 | 31.3783 | 11.5325 | 8.4128 | 11.9444 | 31.5139 | 11.46 | 8.3599 | 11.5689 | 31.6627 | 11.3321 | 8.2666 | 10.9683 | 31.8368 | 11.1895 | 8.1626 | 10.4872 | 32.4977 | 10.5372 | 7.6868 | 8.1865 | 32.9796 | 10.1491 | 7.4036 | 7.0688 | 33.2705 | 9.9858 | 7.2845 | 6.9726 | 33.4552 | 9.7812 | 7.1353 | 7.1911 | 30.9243 | 11.9004 | 8.6811 | 14.1775 | 30.9251 | 11.9491 | 8.7167 | 14.1932 | 30.9733 | 11.8198 | 8.6224 | 13.8038 | 31.0393 | 11.7255 | 8.5536 | 13.3667 | 31.1082 | 11.7502 | 8.5716 | 13.5399 | 31.1711 | 11.6838 | 8.5232 | 13.195 | 31.2519 | 11.5731 | 8.4424 | 12.7103 | 31.3496 | 11.5228 | 8.4057 | 12.4212 | 31.463 | 11.4333 | 8.3404 | 11.8988 | 31.5912 | 11.377 | 8.2994 | 11.5715 | 31.9575 | 11.1461 | 8.1309 | 10.2103 | 32.2385 | 10.9674 | 8.0005 | 9.1583 | 32.3931 | 11.0254 | 8.0429 | 8.6373 | 32.4977 | 10.9975 | 8.0225 | 8.2201 | 30.9255 | 11.9004 | 8.6811 | 14.1775 | 30.9127 | 11.9584 | 8.7235 | 14.1659 | 30.9687 | 11.8771 | 8.6642 | 13.6823 | 31.0481 | 11.8358 | 8.634 | 13.0661 | 31.1467 | 11.7649 | 8.5823 | 13.0422 | 31.2583 | 11.6269 | 8.4816 | 12.5393 | 31.3788 | 11.5387 | 8.4173 | 11.9441 | 31.5144 | 11.4651 | 8.3637 | 11.5686 | 31.662 | 11.3268 | 8.2628 | 10.9686 | 31.8222 | 11.1924 | 8.1647 | 10.5488 | 32.4222 | 10.5723 | 7.7124 | 8.4443 | 32.8494 | 10.2122 | 7.4497 | 7.3911 | 33.111 | 10.0467 | 7.3289 | 7.2772 | 33.2756 | 9.8444 | 7.1813 | 7.4572 | 30.9268 | 11.9004 | 8.6811 | 14.1775 | 30.9112 | 11.8643 | 8.6548 | 14.1671 | 30.9745 | 11.7236 | 8.5522 | 13.6974 | 31.0704 | 11.5282 | 8.4096 | 13.1005 | 31.1964 | 11.4785 | 8.3734 | 13.1174 | 31.3474 | 11.284 | 8.2315 | 12.6494 | 31.5199 | 11.0786 | 8.0817 | 12.0622 | 31.7208 | 10.9289 | 7.9725 | 11.6988 | 31.9438 | 10.7378 | 7.8331 | 11.1755 | 32.2088 | 10.633 | 7.7566 | 10.8731 | 33.1343 | 9.6084 | 7.0092 | 7.9575 | 33.9502 | 8.2056 | 5.9858 | 1.8107 | 34.4206 | 7.3373 | 5.3525 | -2.7763 | 34.6808 | 6.6096 | 4.8216 | -6.0792 | 30.9268 | 11.9004 | 8.6811 | 14.1775 | 30.8886 | 11.983 | 8.7414 | 14.2314 | 30.9739 | 12.0066 | 8.7587 | 13.6072 | 31.0609 | 11.8966 | 8.6784 | 13.0196 | 31.1723 | 11.8883 | 8.6724 | 13.0626 | 31.3006 | 11.7399 | 8.5641 | 12.6557 | 31.4545 | 11.5331 | 8.4132 | 12.1437 | 31.6285 | 11.4357 | 8.3422 | 11.8738 | 31.8314 | 11.2774 | 8.2267 | 11.2549 | 32.1088 | 10.9638 | 7.998 | 9.9252 | 33.0637 | 9.4049 | 6.8608 | 3.0362 | 33.6612 | 8.0829 | 5.8964 | -2.4853 | 33.8777 | 7.5581 | 5.5135 | -5.4536 | 33.8035 | 7.5754 | 5.5262 | -4.589
CHATSWORTH ST | BARROW & SANDGATE | HARKER / HUTTON | 319188 | 470003 | primary | best view | 31.2038 | 11.0995 | 7.9774 | 15.0436 | 31.1835 | 10.999 | 7.9052 | 14.8656 | 31.2135 | 10.8761 | 7.8169 | 14.8641 | 31.2737 | 10.5648 | 7.5931 | 14.5679 | 31.3366 | 10.3066 | 7.4075 | 14.4443 | 31.4066 | 10.0148 | 7.1979 | 14.1718 | 31.4827 | 9.7426 | 7.0022 | 13.8674 | 31.5684 | 9.5218 | 6.8435 | 13.6776 | 31.6681 | 9.398 | 6.7545 | 13.4721 | 31.7829 | 9.2477 | 6.6465 | 13.1049 | 32.224 | 8.7263 | 6.2718 | 12.0334 | 32.5712 | 8.4573 | 6.0784 | 11.4885 | 32.761 | 8.6171 | 6.1933 | 11.4014 | 32.8558 | 8.8061 | 6.3291 | 11.6869 | 31.2037 | 11.0995 | 7.9774 | 15.0436 | 31.1854 | 11.0376 | 7.933 | 14.9921 | 31.2058 | 10.7989 | 7.7614 | 15.021 | 31.2343 | 10.3837 | 7.463 | 14.8503 | 31.2597 | 10.0179 | 7.2001 | 14.8603 | 31.2973 | 9.6553 | 6.9395 | 14.6898 | 31.3588 | 9.3345 | 6.7089 | 14.4365 | 31.4426 | 9.1849 | 6.6014 | 14.2627 | 31.5499 | 9.0893 | 6.5326 | 14.0349 | 31.6837 | 8.9682 | 6.4456 | 13.6785 | 31.9762 | 8.8051 | 6.3284 | 13.1454 | 32.1964 | 8.8035 | 6.3272 | 12.7937 | 32.2694 | 9.1142 | 6.5506 | 12.6541 | 32.2907 | 9.3246 | 6.7018 | 12.689 | 31.2038 | 11.0995 | 7.9774 | 15.0436 | 31.1832 | 10.9976 | 7.9042 | 14.8656 | 31.2153 | 10.8784 | 7.8185 | 14.8637 | 31.2754 | 10.6974 | 7.6885 | 14.5675 | 31.3382 | 10.5496 | 7.5822 | 14.4439 | 31.408 | 10.3756 | 7.4572 | 14.1714 | 31.4843 | 10.2194 | 7.3449 | 13.8669 | 31.5696 | 10.0881 | 7.2505 | 13.6771 | 31.6635 | 9.965 | 7.162 | 13.4731 | 31.7681 | 9.8051 | 7.0471 | 13.1344 | 32.1627 | 9.3201 | 6.6985 | 12.1609 | 32.4344 | 9.057 | 6.5094 | 11.6667 | 32.5631 | 8.8934 | 6.3919 | 11.59 | 32.6112 | 8.8404 | 6.3537 | 11.8733 | 31.204 | 11.0995 | 7.9774 | 15.0436 | 31.18 | 11.0118 | 7.9144 | 14.8465 | 31.2126 | 10.8905 | 7.8272 | 14.8418 | 31.2781 | 10.6001 | 7.6185 | 14.5456 | 31.3504 | 10.3591 | 7.4453 | 14.4222 | 31.4401 | 10.0888 | 7.251 | 14.1228 | 31.5455 | 9.8218 | 7.0591 | 13.8233 | 31.67 | 9.6128 | 6.9089 | 13.6113 | 31.8114 | 9.4389 | 6.7839 | 13.4206 | 31.9814 | 9.2427 | 6.6429 | 13.1262 | 32.6242 | 8.1353 | 5.847 | 11.1484 | 33.3018 | 6.6734 | 4.7963 | 5.806 | 33.6867 | 5.5463 | 3.9862 | 1.4425 | 29.0439 | 4.7819 | 3.4368 | -1.2848 | 31.204 | 11.0995 | 7.9774 | 15.0436 | 31.1534 | 11.0099 | 7.913 | 14.9143 | 31.1817 | 10.8311 | 7.7845 | 14.9029 | 31.2262 | 10.5753 | 7.6006 | 14.6414 | 31.2784 | 10.3386 | 7.4306 | 14.5609 | 31.3454 | 10.121 | 7.2742 | 14.2982 | 31.4359 | 9.8976 | 7.1136 | 14.0869 | 31.5443 | 9.7715 | 7.023 | 13.9498 | 31.68 | 9.6362 | 6.9257 | 13.6682 | 31.8757 | 9.3179 | 6.697 | 12.3775 | 32.6022 | 7.8636 | 5.6517 | 6.5597 | 33.1254 | 6.5326 | 4.6951 | 1.7181 | 33.3605 | 5.8444 | 4.2005 | -1.1666 | 33.2994 | 5.9056 | 4.2445 | -0.066868
CHEADLE HEATH | ADSWOOD | BREDBURY | 387062 | 389054 | primary | best view | 21.2582 | 11.6773 | 8.5184 | 10.1766 | 21.2388 | 11.6393 | 8.4907 | 10.0142 | 21.2844 | 11.5757 | 8.4443 | 9.8676 | 21.3557 | 11.469 | 8.3665 | 9.701 | 21.4274 | 11.3451 | 8.2761 | 9.4908 | 21.4945 | 11.2567 | 8.2116 | 9.2231 | 21.5673 | 11.1744 | 8.1515 | 9.0868 | 21.6513 | 11.0879 | 8.0885 | 8.885 | 21.7427 | 10.8681 | 7.9281 | 7.7484 | 21.8484 | 10.7951 | 7.8749 | 7.4414 | 22.3715 | 10.4273 | 7.6066 | 6.5322 | 22.92 | 10.0868 | 7.3582 | 5.8698 | 23.3032 | 9.7224 | 7.0923 | 5.6944 | 23.659 | 9.5469 | 6.9643 | 5.6027 | 21.2576 | 11.6773 | 8.5184 | 10.1766 | 21.2272 | 11.6856 | 8.5245 | 10.2346 | 21.2397 | 11.6564 | 8.5032 | 10.2745 | 21.2672 | 11.6126 | 8.4712 | 10.3112 | 21.2928 | 11.5766 | 8.445 | 10.3274 | 21.3279 | 11.5143 | 8.3995 | 10.2773 | 21.3738 | 11.4481 | 8.3513 | 10.1972 | 21.4274 | 11.4153 | 8.3273 | 10.1057 | 21.4943 | 11.2683 | 8.2201 | 9.4099 | 21.5626 | 11.1863 | 8.1603 | 9.0915 | 21.8 | 11.0016 | 8.0255 | 8.4672 | 22.0379 | 10.8293 | 7.8999 | 7.9287 | 22.2797 | 10.6865 | 7.7956 | 7.5521 | 22.4873 | 10.5608 | 7.7039 | 7.3873 | 21.2582 | 11.6773 | 8.5184 | 10.1766 | 21.2385 | 11.6395 | 8.4908 | 10.0144 | 21.2839 | 11.5758 | 8.4444 | 9.868 | 21.355 | 11.4695 | 8.3669 | 9.7016 | 21.4264 | 11.3487 | 8.2787 | 9.4916 | 21.4947 | 11.2568 | 8.2116 | 9.2229 | 21.5702 | 11.1754 | 8.1523 | 9.0845 | 21.6547 | 11.093 | 8.0922 | 8.8823 | 21.7465 | 10.8625 | 7.9241 | 7.7453 | 21.8442 | 10.7987 | 7.8775 | 7.4598 | 22.2951 | 10.4663 | 7.635 | 6.7291 | 22.6857 | 10.1531 | 7.4065 | 6.1862 | 23.0142 | 9.7832 | 7.1367 | 6.0347 | 23.2465 | 9.6389 | 7.0314 | 6.0171 | 21.2597 | 11.6773 | 8.5184 | 10.1766 | 21.2345 | 11.5706 | 8.4406 | 10.0297 | 21.2889 | 11.5205 | 8.4041 | 9.9033 | 21.3721 | 11.4348 | 8.3416 | 9.7535 | 21.4541 | 11.3354 | 8.269 | 9.5593 | 21.5563 | 11.2054 | 8.1742 | 9.2997 | 21.6782 | 11.1085 | 8.1035 | 9.1589 | 21.8236 | 11.0102 | 8.0318 | 8.9457 | 21.9884 | 10.7595 | 7.8489 | 7.7976 | 22.1831 | 10.6393 | 7.7612 | 7.4816 | 23.0589 | 10.0316 | 7.3179 | 6.3456 | 23.9164 | 9.022 | 6.5814 | 2.8909 | 24.4158 | 8.061 | 5.8804 | -0.031441 | 24.6293 | 7.4195 | 5.4124 | -1.7525 | 21.2597 | 11.6773 | 8.5184 | 10.1766 | 21.2261 | 11.6492 | 8.4979 | 10.0459 | 21.3175 | 11.542 | 8.4197 | 9.8594 | 21.3872 | 11.4103 | 8.3237 | 9.7026 | 21.467 | 11.3119 | 8.2519 | 9.512 | 21.5687 | 11.2084 | 8.1764 | 9.2622 | 21.6991 | 11.1183 | 8.1106 | 9.1227 | 21.8527 | 11.0287 | 8.0453 | 8.916 | 22.0341 | 10.7671 | 7.8544 | 7.7277 | 22.2591 | 10.5729 | 7.7128 | 7.1121 | 23.1985 | 9.4735 | 6.9108 | 3.5548 | 23.8994 | 8.5088 | 6.207 | 0.24801 | 24.1495 | 7.9225 | 5.7793 | -1.6469 | 24.0934 | 7.9352 | 5.7886 | -0.86213
CHEADLE HULME | ADSWOOD | BREDBURY | 387386 | 386308 | primary | best view | 30.6358 | 13.1919 | 9.4813 | 12.7221 | 30.6087 | 13.1754 | 9.4694 | 12.603 | 30.7155 | 13.116 | 9.4267 | 12.4564 | 30.8559 | 12.9367 | 9.2979 | 11.7877 | 30.9936 | 12.8822 | 9.2587 | 11.789 | 31.1455 | 12.7639 | 9.1737 | 11.2475 | 31.308 | 12.6226 | 9.0721 | 10.6383 | 31.4898 | 12.5361 | 9.0099 | 10.3335 | 31.6867 | 12.3892 | 8.9044 | 9.8057 | 31.9156 | 12.2279 | 8.7884 | 9.1831 | 32.8734 | 11.6286 | 8.3577 | 7.2177 | 33.3824 | 11.2394 | 8.078 | 6.4445 | 33.691 | 10.9051 | 7.8377 | 6.3492 | 33.8801 | 10.6674 | 7.6669 | 6.781 | 30.6349 | 13.1919 | 9.4813 | 12.7221 | 30.6123 | 13.1735 | 9.4681 | 12.5829 | 30.6763 | 13.1419 | 9.4454 | 12.5153 | 30.7531 | 13.0523 | 9.381 | 12.0311 | 30.8314 | 13.0599 | 9.3864 | 12.2605 | 30.9061 | 12.9624 | 9.3164 | 11.8976 | 30.9962 | 12.8509 | 9.2362 | 11.4159 | 31.0997 | 12.7773 | 9.1833 | 11.2129 | 31.2166 | 12.6327 | 9.0794 | 10.7693 | 31.3442 | 12.4522 | 8.9497 | 10.291 | 31.6774 | 12.2621 | 8.813 | 9.0523 | 31.9053 | 12.0499 | 8.6605 | 8.3297 | 32.057 | 11.884 | 8.5413 | 7.7897 | 32.1595 | 11.7364 | 8.4352 | 7.665 | 30.6358 | 13.1919 | 9.4813 | 12.7221 | 30.6087 | 13.1756 | 9.4696 | 12.603 | 30.7155 | 13.1104 | 9.4227 | 12.4564 | 30.8559 | 12.9316 | 9.2942 | 11.7877 | 30.9936 | 12.8806 | 9.2575 | 11.789 | 31.1455 | 12.7552 | 9.1674 | 11.2475 | 31.308 | 12.6236 | 9.0728 | 10.6383 | 31.4898 | 12.5354 | 9.0095 | 10.3335 | 31.6867 | 12.3902 | 8.9051 | 9.8057 | 31.8939 | 12.239 | 8.7964 | 9.2456 | 32.781 | 11.6822 | 8.3962 | 7.4966 | 33.2598 | 11.307 | 8.1266 | 6.7779 | 33.553 | 10.9671 | 7.8823 | 6.6331 | 33.7415 | 10.7268 | 7.7096 | 7.0109 | 30.6388 | 13.1919 | 9.4813 | 12.7221 | 30.6098 | 13.1244 | 9.4328 | 12.6162 | 30.7463 | 13.0318 | 9.3662 | 12.4995 | 30.9141 | 12.8512 | 9.2364 | 11.8701 | 31.1182 | 12.774 | 9.1809 | 11.9375 | 31.3584 | 12.6182 | 9.069 | 11.4742 | 31.6304 | 12.4404 | 8.9412 | 10.9503 | 31.9471 | 12.3093 | 8.8469 | 10.7364 | 32.3002 | 12.1432 | 8.7275 | 10.3526 | 32.6807 | 11.9692 | 8.6025 | 9.9489 | 33.7155 | 11.0865 | 7.9681 | 7.5311 | 34.4842 | 9.669 | 6.9493 | 2.2825 | 34.8512 | 8.3467 | 5.9989 | -2.1422 | 35.0339 | 7.4171 | 5.3308 | -4.8503 | 30.6388 | 13.1919 | 9.4813 | 12.7221 | 30.5968 | 13.1936 | 9.4825 | 12.6861 | 30.8173 | 13.0558 | 9.3834 | 12.3927 | 30.9835 | 12.9271 | 9.291 | 11.7678 | 31.1942 | 12.9069 | 9.2765 | 11.8871 | 31.4237 | 12.7386 | 9.1555 | 11.5105 | 31.6888 | 12.6042 | 9.0589 | 11.0635 | 31.9794 | 12.5203 | 8.9986 | 10.9477 | 32.3066 | 12.3553 | 8.88 | 10.4768 | 32.6516 | 12.0339 | 8.649 | 9.1536 | 33.6459 | 10.494 | 7.5422 | 3.2495 | 34.1636 | 9.1514 | 6.5773 | -1.4334 | 34.2674 | 8.277 | 5.9489 | -4.3889 | 34.1209 | 8.2349 | 5.9186 | -3.3041
CHEETHAM HILL | AGECROFT | KEARSLEY | 383606 | 402218 | primary | best view | 22.5592 | 16.4075 | 11.969 | 2.4698 | 22.5386 | 16.1382 | 11.7726 | 2.2335 | 22.5672 | 15.871 | 11.5776 | 2.2231 | 22.6389 | 15.4682 | 11.2838 | 1.7902 | 22.7217 | 15.1279 | 11.0356 | 1.6387 | 22.8133 | 14.7372 | 10.7506 | 1.1579 | 22.91 | 14.5462 | 10.6113 | 0.85593 | 23.0159 | 14.3432 | 10.4632 | 0.49896 | 23.1294 | 14.1168 | 10.298 | 0.18579 | 23.2607 | 13.8972 | 10.1378 | -0.38153 | 23.7125 | 13.564 | 9.8947 | -2.0839 | 24.0356 | 13.1691 | 9.6067 | -3.1461 | 24.228 | 13.586 | 9.9108 | -3.684 | 24.3373 | 13.4001 | 9.7752 | -3.7863 | 22.5588 | 16.4075 | 11.969 | 2.4698 | 22.559 | 16.1475 | 11.7793 | 2.287 | 22.5961 | 15.9479 | 11.6338 | 2.3505 | 22.6698 | 15.6842 | 11.4414 | 2.0674 | 22.7517 | 15.479 | 11.2917 | 2.0693 | 22.8451 | 15.2087 | 11.0945 | 1.7134 | 22.9425 | 15.1279 | 11.0356 | 1.4742 | 23.0583 | 15.0423 | 10.9732 | 1.1463 | 23.193 | 14.9505 | 10.9061 | 0.83103 | 23.3462 | 14.8267 | 10.8159 | 0.3191 | 23.5474 | 14.5352 | 10.6032 | -0.70416 | 23.7031 | 14.2331 | 10.3829 | -1.6226 | 23.8043 | 14.0752 | 10.2677 | -2.341 | 23.88 | 14.1555 | 10.3262 | -2.774 | 22.5592 | 16.4075 | 11.969 | 2.4698 | 22.5386 | 16.1233 | 11.7617 | 2.2335 | 22.5672 | 15.8538 | 11.5651 | 2.2231 | 22.6389 | 15.4437 | 11.266 | 1.7902 | 22.7217 | 15.1068 | 11.0202 | 1.6387 | 22.8133 | 14.7058 | 10.7277 | 1.1579 | 22.91 | 14.4484 | 10.5399 | 0.85593 | 23.0159 | 14.1782 | 10.3428 | 0.49896 | 23.1294 | 14.1899 | 10.3513 | 0.18579 | 23.2529 | 14.1199 | 10.3003 | -0.35667 | 23.6721 | 13.6267 | 9.9405 | -1.9786 | 23.9763 | 13.1856 | 9.6187 | -3.018 | 24.1618 | 13.6722 | 9.9737 | -3.5643 | 24.2712 | 13.516 | 9.8597 | -3.6864 | 22.5598 | 16.4075 | 11.969 | 2.4698 | 22.5335 | 16.1018 | 11.746 | 2.2331 | 22.5623 | 15.6955 | 11.4496 | 2.2241 | 22.644 | 15.6931 | 11.4479 | 1.7726 | 22.7451 | 15.5143 | 11.3175 | 1.609 | 22.8637 | 15.155 | 11.0554 | 1.0857 | 22.9963 | 14.9648 | 10.9166 | 0.6946 | 23.1466 | 14.7903 | 10.7893 | 0.2396 | 23.3095 | 14.6314 | 10.6734 | -0.12543 | 23.4985 | 14.4261 | 10.5236 | -0.68019 | 24.0633 | 13.3824 | 9.7623 | -3.1395 | 24.5707 | 12.3657 | 9.0206 | -7.9729 | 24.8089 | 11.5195 | 8.4033 | -11.6391 | 24.9305 | 10.8111 | 7.8865 | -14.1442 | 22.5598 | 16.4075 | 11.969 | 2.4698 | 22.5037 | 16.1323 | 11.7683 | 2.3069 | 22.5349 | 15.7411 | 11.4829 | 2.2628 | 22.599 | 15.1724 | 11.0681 | 1.8357 | 22.6787 | 14.8157 | 10.8078 | 1.6947 | 22.7687 | 14.6092 | 10.6572 | 1.2216 | 22.8678 | 14.4379 | 10.5323 | 0.90208 | 22.9763 | 14.2744 | 10.413 | 0.52856 | 23.1018 | 14.1351 | 10.3114 | 0.12594 | 23.2827 | 13.8279 | 10.0873 | -1.2044 | 23.8923 | 13.1275 | 9.5763 | -6.7911 | 24.2645 | 11.9439 | 8.7129 | -11.104 | 24.3425 | 11.28 | 8.2286 | -13.5334 | 24.2286 | 11.2119 | 8.179 | -12.8447
ALDERLEY & CHELFORD | MOSS NOOK | SOUTH MANCHESTER | 382184 | 373490 | primary | best view | 28.3746 | 4.6717 | 3.3576 | 18.8188 | 28.071 | 4.6217 | 3.3217 | 18.6633 | 27.1578 | 4.4713 | 3.2136 | 18.1184 | 25.0383 | 4.1224 | 2.9628 | 17.6509 | 20.3916 | 3.3573 | 2.413 | 17.0664 | 16.4282 | 2.7048 | 1.944 | 16.4282 | 15.8889 | 2.616 | 1.8802 | 15.7985 | 14.8485 | 2.4447 | 1.757 | 14.8485 | 11.2719 | 1.8558 | 1.3338 | 11.2719 | 9.4449 | 1.555 | 1.1176 | 9.4449 | 6.2572 | 1.0302 | 0.74042 | 6.2572 | 9.4512 | 1.5561 | 1.1184 | 6.5896 | 27.5721 | 4.5395 | 3.2626 | 6.3198 | 38.0171 | 6.2592 | 4.4986 | 6.6425 | 28.3746 | 4.6717 | 3.3576 | 18.8188 | 28.2726 | 4.6549 | 3.3455 | 18.7751 | 28.1227 | 4.6302 | 3.3278 | 18.4672 | 26.8202 | 4.4157 | 3.1737 | 18.3614 | 24.5043 | 4.0344 | 2.8996 | 18.14 | 21.5192 | 3.543 | 2.5464 | 17.8458 | 21.0387 | 3.4639 | 2.4896 | 17.3611 | 20.2638 | 3.3363 | 2.3978 | 16.8893 | 19.5896 | 3.2253 | 2.3181 | 16.5609 | 18.7538 | 3.0877 | 2.2192 | 16.0388 | 15.3061 | 2.52 | 1.8112 | 14.4381 | 13.4634 | 2.2166 | 1.5931 | 13.2365 | 24.8061 | 4.0841 | 2.9353 | 12.5322 | 34.7563 | 5.7224 | 4.1128 | 12.1048 | 28.3746 | 4.6717 | 3.3576 | 18.8188 | 28.1074 | 4.6277 | 3.326 | 18.6633 | 27.3248 | 4.4988 | 3.2334 | 18.1184 | 25.0047 | 4.1168 | 2.9588 | 17.651 | 20.3292 | 3.347 | 2.4056 | 17.0665 | 13.8072 | 2.2732 | 1.6338 | 13.8072 | 14.4294 | 2.3757 | 1.7075 | 14.4294 | 14.3361 | 2.3603 | 1.6964 | 14.3361 | 11.0954 | 1.8268 | 1.3129 | 11.0954 | 9.8331 | 1.619 | 1.1636 | 9.8331 | 5.1707 | 0.85131 | 0.61185 | 5.1707 | 8.2567 | 1.3594 | 0.97703 | 6.9545 | 27.2036 | 4.4789 | 3.219 | 6.6682 | 37.9353 | 6.2458 | 4.4889 | 6.9517 | 28.3746 | 4.6717 | 3.3576 | 18.8188 | 28.2719 | 4.6548 | 3.3455 | 18.6834 | 27.6912 | 4.5591 | 3.2767 | 18.1795 | 26.8458 | 4.42 | 3.1767 | 17.7585 | 25.1254 | 4.1367 | 2.9731 | 17.2369 | 22.8834 | 3.7676 | 2.7078 | 16.7071 | 21.9147 | 3.6081 | 2.5932 | 16.0607 | 20.7118 | 3.41 | 2.4509 | 15.5557 | 18.0743 | 2.9758 | 2.1388 | 12.7522 | 17.2919 | 2.847 | 2.0462 | 12.2801 | 12.2462 | 2.0162 | 1.4491 | 9.123 | 7.741 | 1.2745 | 0.916 | 4.0861 | 21.9967 | 3.6216 | 2.6029 | 1.7482 | 31.415 | 5.1722 | 3.7174 | 0.23466 | 28.3746 | 4.6717 | 3.3576 | 18.8188 | 28.1232 | 4.6303 | 3.3279 | 18.7199 | 25.232 | 4.1543 | 2.9858 | 17.9293 | 16.5491 | 2.7247 | 1.9583 | 16.5491 | 15.7695 | 2.5963 | 1.866 | 15.7695 | 15.9196 | 2.621 | 1.8838 | 15.9196 | 15.8073 | 2.6025 | 1.8705 | 15.8073 | 14.6032 | 2.4043 | 1.728 | 14.6032 | 12.053 | 1.9844 | 1.4262 | 12.053 | 10.7944 | 1.7772 | 1.2773 | 10.7944 | 11.8693 | 1.9542 | 1.4045 | 5.3401 | 5.2577 | 0.86564 | 0.62215 | 2.2041 | 21.2516 | 3.4989 | 2.5147 | 0.80995 | 21.1665 | 3.4849 | 2.5047 | 1.6568
CHESTER RD T11 & T12 | STRETFORD | SOUTH MANCHESTER | 381030 | 396165 | primary | best view | 25.3387 | 8.5009 | 6.2013 | 10.4476 | 25.3214 | 8.3919 | 6.1218 | 9.9628 | 25.4001 | 8.3202 | 6.0694 | 9.7928 | 25.5079 | 8.1467 | 5.9429 | 9.6065 | 25.6075 | 7.9176 | 5.7757 | 9.4608 | 25.6956 | 7.9682 | 5.8127 | 9.3179 | 25.7554 | 7.9074 | 5.7683 | 9.1313 | 25.8241 | 7.8778 | 5.7467 | 9.057 | 25.8967 | 7.8289 | 5.711 | 8.9198 | 25.9766 | 7.7727 | 5.6701 | 8.7476 | 26.45 | 7.5341 | 5.496 | 7.9719 | 27.0918 | 7.5969 | 5.5418 | 7.2912 | 27.6078 | 8.0691 | 5.8863 | 6.831 | 28.1627 | 8.224 | 5.9993 | 6.4396 | 25.3387 | 8.5009 | 6.2013 | 10.4476 | 25.2699 | 8.4784 | 6.1848 | 10.3669 | 25.2681 | 8.3959 | 6.1247 | 10.3962 | 25.2791 | 8.3906 | 6.1208 | 10.4043 | 25.2743 | 8.2245 | 5.9997 | 10.4587 | 25.2723 | 8.0885 | 5.9005 | 10.4984 | 25.2915 | 8.0508 | 5.873 | 10.4515 | 25.3292 | 8.0181 | 5.8491 | 10.4677 | 25.3832 | 8.0222 | 5.8521 | 10.3916 | 25.4502 | 8.0136 | 5.8458 | 10.2718 | 25.6882 | 8.024 | 5.8534 | 9.9563 | 25.9349 | 8.161 | 5.9534 | 9.6722 | 26.2278 | 8.5252 | 6.219 | 9.3822 | 26.4768 | 8.6856 | 6.336 | 9.1479 | 25.3387 | 8.5009 | 6.2013 | 10.4476 | 25.3211 | 8.401 | 6.1284 | 9.9632 | 25.3994 | 8.3321 | 6.0781 | 9.7935 | 25.5069 | 8.1759 | 5.9642 | 9.6074 | 25.6062 | 7.9536 | 5.802 | 9.4621 | 25.696 | 7.9765 | 5.8187 | 9.3176 | 25.7603 | 7.9177 | 5.7759 | 9.1273 | 25.8299 | 7.8901 | 5.7557 | 9.0522 | 25.9032 | 7.8434 | 5.7216 | 8.9144 | 25.9786 | 7.7881 | 5.6813 | 8.7525 | 26.3676 | 7.5701 | 5.5223 | 8.066 | 26.7634 | 7.6767 | 5.6 | 7.5907 | 27.1574 | 8.1724 | 5.9617 | 7.226 | 27.4825 | 8.3728 | 6.1079 | 7.018 | 25.3389 | 8.5009 | 6.2013 | 10.4476 | 25.3116 | 8.3802 | 6.1133 | 9.9733 | 25.3848 | 8.2991 | 6.0541 | 9.8205 | 25.4919 | 8.0586 | 5.8786 | 9.6486 | 25.5951 | 7.7531 | 5.6558 | 9.5143 | 25.7083 | 7.459 | 5.4413 | 9.3691 | 25.8097 | 7.3346 | 5.3505 | 9.16 | 25.9313 | 7.2538 | 5.2915 | 9.0574 | 26.0694 | 7.1603 | 5.2233 | 8.8941 | 26.2282 | 7.0647 | 5.1536 | 8.7101 | 27.1773 | 6.5011 | 4.7424 | 7.481 | 28.198 | 5.8778 | 4.2878 | 5.5284 | 28.8024 | 5.4812 | 3.9984 | 4.1414 | 29.0018 | 5.1806 | 3.7792 | 3.382 | 25.3389 | 8.5009 | 6.2013 | 10.4476 | 25.3103 | 8.4082 | 6.1336 | 9.9841 | 25.4233 | 8.2827 | 6.0421 | 9.7987 | 25.5451 | 8.1428 | 5.94 | 9.6208 | 25.6524 | 8.0847 | 5.8977 | 9.4788 | 25.7493 | 7.9628 | 5.8088 | 9.3261 | 25.8765 | 7.8419 | 5.7205 | 9.106 | 26.0299 | 7.7859 | 5.6797 | 8.9897 | 26.2086 | 7.708 | 5.6229 | 8.7845 | 26.4191 | 7.608 | 5.55 | 8.3323 | 27.4847 | 7.8108 | 5.6979 | 6.1166 | 28.3596 | 7.2374 | 5.2796 | 4.3477 | 28.6618 | 7.1624 | 5.2248 | 3.4677 | 28.6081 | 7.1852 | 5.2415 | 3.761
CHESTER RD T13 | STRETFORD | SOUTH MANCHESTER | 381040 | 396175 | primary | best view | 18.0708 | 18.0708 | 17.2574 | 14.6824 | 18.088 | 18.088 | 17.1808 | 14.0884 | 18.1379 | 18.1379 | 17.154 | 13.9519 | 18.1875 | 18.1875 | 17.1076 | 13.8234 | 18.2475 | 18.2475 | 17.0416 | 13.7498 | 18.3051 | 18.3051 | 16.9957 | 13.6772 | 18.3627 | 18.3627 | 16.9775 | 13.5796 | 18.424 | 18.424 | 16.9544 | 13.4904 | 18.4898 | 18.4898 | 16.9285 | 13.4162 | 18.575 | 18.575 | 16.8818 | 13.3065 | 18.8812 | 18.8812 | 16.8462 | 12.982 | 19.0203 | 19.0203 | 16.8494 | 12.8504 | 19.0353 | 19.0353 | 17.0067 | 12.8374 | 19.0001 | 19.0001 | 17.1251 | 12.9146 | 18.0736 | 18.0736 | 17.2574 | 14.6824 | 18.1012 | 18.1012 | 17.2257 | 14.4296 | 18.1538 | 18.1538 | 17.2137 | 14.3749 | 18.1961 | 18.1961 | 17.187 | 14.3065 | 18.2449 | 18.2449 | 17.1609 | 14.2904 | 18.3028 | 18.3028 | 17.1049 | 14.268 | 18.362 | 18.362 | 17.0953 | 14.194 | 18.4253 | 18.4253 | 17.076 | 14.1053 | 18.4914 | 18.4914 | 17.0407 | 14.0057 | 18.5595 | 18.5595 | 17.0334 | 13.8564 | 18.7165 | 18.7165 | 17.029 | 13.7654 | 18.8545 | 18.8545 | 17.0405 | 13.7644 | 18.9435 | 18.9435 | 17.1535 | 13.7897 | 18.9939 | 18.9939 | 17.2296 | 13.8549 | 18.0708 | 18.0708 | 17.2574 | 14.6824 | 18.088 | 18.088 | 17.18 | 14.0884 | 18.1379 | 18.1379 | 17.1541 | 13.9519 | 18.1875 | 18.1875 | 17.1095 | 13.8234 | 18.2475 | 18.2475 | 17.0228 | 13.7498 | 18.3051 | 18.3051 | 17.005 | 13.6772 | 18.3627 | 18.3627 | 16.9758 | 13.5796 | 18.424 | 18.424 | 16.9505 | 13.4904 | 18.4898 | 18.4898 | 16.9314 | 13.4162 | 18.5685 | 18.5685 | 16.8939 | 13.3154 | 18.8511 | 18.8511 | 16.8521 | 13.0256 | 18.9756 | 18.9756 | 16.8593 | 12.9077 | 18.9905 | 18.9905 | 17.0183 | 12.8952 | 18.9612 | 18.9612 | 17.1385 | 12.9669 | 18.0705 | 18.0705 | 17.2574 | 14.6824 | 18.0949 | 18.0949 | 17.1741 | 14.0964 | 18.1492 | 18.1492 | 17.1451 | 13.9689 | 18.2014 | 18.2014 | 17.087 | 13.8499 | 18.2636 | 18.2636 | 16.9989 | 13.7857 | 18.3273 | 18.3273 | 16.9515 | 13.7224 | 18.3945 | 18.3945 | 16.9204 | 13.6335 | 18.4629 | 18.4629 | 16.8927 | 13.5536 | 18.5278 | 18.5278 | 16.8625 | 13.4902 | 18.5943 | 18.5943 | 16.8249 | 13.3952 | 18.8446 | 18.8446 | 16.725 | 13.0972 | 19.0457 | 19.0457 | 16.6186 | 12.7745 | 19.1434 | 19.1434 | 16.6454 | 12.3207 | 19.1914 | 19.1914 | 16.6657 | 12.0503 | 18.0705 | 18.0705 | 17.2574 | 14.6824 | 18.0928 | 18.0928 | 17.1827 | 14.1063 | 18.1691 | 18.1691 | 17.1413 | 13.9572 | 18.229 | 18.229 | 17.0554 | 13.8413 | 18.3046 | 18.3046 | 17.0179 | 13.7778 | 18.3659 | 18.3659 | 16.9953 | 13.725 | 18.4203 | 18.4203 | 16.9619 | 13.6514 | 18.4691 | 18.4691 | 16.9389 | 13.5828 | 18.5147 | 18.5147 | 16.9161 | 13.5241 | 18.5799 | 18.5799 | 16.888 | 13.4294 | 18.8636 | 18.8636 | 16.8695 | 13.0099 | 19.0093 | 19.0093 | 16.7173 | 12.4353 | 19.0481 | 19.0481 | 16.8428 | 12.1688 | 18.9959 | 18.9959 | 16.8511 | 12.3284
CHORLEY SOUTH | WRIGHTINGTON | PENWORTHAM WEST / STANAH | 358658 | 417041 | primary | best view | 24.4013 | 14.137 | 10.1605 | 6.4333 | 24.4115 | 13.9274 | 10.0099 | 6.2577 | 24.5026 | 13.2151 | 9.498 | 5.8307 | 24.6225 | 12.4152 | 8.9231 | 5.2446 | 24.7686 | 11.6578 | 8.3787 | 4.714 | 24.9304 | 10.6768 | 7.6736 | 4.0268 | 25.1049 | 9.988 | 7.1785 | 3.3721 | 25.3001 | 9.7992 | 7.0429 | 2.682 | 25.5088 | 9.5747 | 6.8815 | 1.938 | 25.7551 | 9.3278 | 6.7041 | 1.039 | 26.7255 | 8.2632 | 5.9389 | -2.3161 | 27.3447 | 7.7373 | 5.5609 | -4.2192 | 27.7282 | 8.8296 | 6.346 | -4.7914 | 27.993 | 9.8713 | 7.0947 | -4.805 | 24.4005 | 14.137 | 10.1605 | 6.4333 | 24.429 | 13.9546 | 10.0294 | 6.2605 | 24.5139 | 13.2528 | 9.525 | 5.89 | 24.6066 | 12.531 | 9.0063 | 5.4922 | 24.7107 | 11.7641 | 8.4551 | 5.1749 | 24.8335 | 11.0926 | 7.9724 | 4.6603 | 24.9774 | 10.5028 | 7.5486 | 4.1556 | 25.1406 | 10.3365 | 7.4291 | 3.5577 | 25.3237 | 10.1511 | 7.2958 | 2.9609 | 25.5245 | 9.9447 | 7.1475 | 2.2767 | 25.9407 | 9.4125 | 6.765 | 0.13378 | 26.2732 | 9.0686 | 6.5178 | -1.4947 | 26.5276 | 9.816 | 7.055 | -2.4283 | 26.7328 | 10.4611 | 7.5186 | -3.1832 | 24.4013 | 14.137 | 10.1605 | 6.4333 | 24.4114 | 13.9282 | 10.0105 | 6.2577 | 24.5024 | 13.2064 | 9.4917 | 5.8308 | 24.6222 | 12.4112 | 8.9202 | 5.2447 | 24.7682 | 11.6542 | 8.3761 | 4.7142 | 24.9305 | 10.6787 | 7.675 | 4.0267 | 25.1059 | 9.9929 | 7.1821 | 3.3715 | 25.3012 | 9.8087 | 7.0497 | 2.6813 | 25.5102 | 9.585 | 6.8889 | 1.9373 | 25.7384 | 9.3479 | 6.7185 | 1.0975 | 26.647 | 8.3023 | 5.967 | -2.0592 | 27.1882 | 7.7932 | 5.6011 | -3.886 | 27.5427 | 8.8856 | 6.3863 | -4.4739 | 27.7726 | 9.9331 | 7.1391 | -4.514 | 24.403 | 14.137 | 10.1605 | 6.4333 | 24.414 | 14.1104 | 10.1414 | 6.2348 | 24.5225 | 13.1376 | 9.4423 | 5.7876 | 24.6766 | 10.8164 | 7.774 | 5.1766 | 24.878 | 9.9987 | 7.1863 | 4.6597 | 25.1191 | 9.1939 | 6.6079 | 3.9665 | 25.397 | 8.394 | 6.0329 | 3.2951 | 25.7218 | 8.1436 | 5.853 | 2.5419 | 26.074 | 7.9208 | 5.6929 | 1.8618 | 26.3648 | 7.6743 | 5.5157 | 1.1486 | 27.4284 | 6.3058 | 4.5321 | -2.5236 | 28.3393 | 4.6804 | 3.3639 | -8.6146 | 27.789 | 4.5753 | 3.2883 | -12.8485 | 28.9382 | 4.7645 | 3.4243 | -16.0374 | 24.403 | 14.137 | 10.1605 | 6.4333 | 24.3898 | 13.9513 | 10.0271 | 6.3204 | 24.5401 | 13.7563 | 9.8869 | 5.7461 | 24.7 | 13.1391 | 9.4434 | 5.1324 | 24.8975 | 12.5757 | 9.0384 | 4.6577 | 25.1231 | 12.0441 | 8.6563 | 4.0428 | 25.3897 | 11.7776 | 8.4648 | 3.4595 | 25.689 | 11.5833 | 8.3252 | 2.8716 | 25.9494 | 11.3714 | 8.1729 | 2.183 | 26.2503 | 11.0092 | 7.9125 | 0.68263 | 27.351 | 9.6514 | 6.9367 | -6.2727 | 28.0348 | 8.0958 | 5.8186 | -11.4678 | 28.283 | 7.3102 | 5.254 | -14.2228 | 28.2441 | 7.1483 | 5.1376 | -13.7111
CHORLTON | WEST DIDSBURY | SOUTH MANCHESTER | 381411 | 393754 | primary | best view | 19.5284 | 19.5284 | 18.2507 | 11.0302 | 19.5532 | 19.5532 | 18.185 | 10.5525 | 19.6166 | 19.6166 | 18.1323 | 10.2505 | 19.6812 | 19.6812 | 18.0745 | 10.0139 | 19.7613 | 19.7613 | 18.0023 | 9.7126 | 19.8455 | 19.8455 | 17.9096 | 9.4058 | 19.9327 | 19.9327 | 17.8345 | 9.042 | 20.0276 | 20.0276 | 17.7568 | 8.7586 | 20.119 | 20.119 | 17.7039 | 8.4529 | 20.2143 | 20.2143 | 17.6409 | 8.0641 | 20.5865 | 20.5865 | 17.3337 | 6.7293 | 20.8121 | 20.8121 | 17.2203 | 6.1624 | 20.9342 | 20.9342 | 17.1366 | 6.128 | 21.002 | 21.002 | 17.0828 | 6.3008 | 19.528 | 19.528 | 18.2507 | 11.0302 | 19.5586 | 19.5586 | 18.2186 | 10.8001 | 19.6157 | 19.6157 | 18.1812 | 10.5882 | 19.6517 | 19.6517 | 18.1564 | 10.4724 | 19.7037 | 19.7037 | 18.1107 | 10.3109 | 19.7654 | 19.7654 | 18.0559 | 10.1093 | 19.8341 | 19.8341 | 18.0146 | 9.8224 | 19.9069 | 19.9069 | 17.9769 | 9.599 | 19.9853 | 19.9853 | 17.9329 | 9.3388 | 20.0689 | 20.0689 | 17.8847 | 9.0359 | 20.2381 | 20.2381 | 17.7289 | 8.1132 | 20.3405 | 20.3405 | 17.6084 | 7.5904 | 20.3978 | 20.3978 | 17.5289 | 7.3601 | 20.4351 | 20.4351 | 17.4589 | 7.236 | 19.5284 | 19.5284 | 18.2507 | 11.0302 | 19.5532 | 19.5532 | 18.1864 | 10.5525 | 19.6166 | 19.6166 | 18.1346 | 10.2505 | 19.6812 | 19.6812 | 18.0748 | 10.0139 | 19.7613 | 19.7613 | 18.0057 | 9.7126 | 19.8455 | 19.8455 | 17.9136 | 9.4058 | 19.9327 | 19.9327 | 17.8397 | 9.042 | 20.0276 | 20.0276 | 17.7689 | 8.7586 | 20.119 | 20.119 | 17.7051 | 8.4529 | 20.207 | 20.207 | 17.6489 | 8.1006 | 20.5496 | 20.5496 | 17.3609 | 6.8805 | 20.7588 | 20.7588 | 17.2469 | 6.3528 | 20.8757 | 20.8757 | 17.1624 | 6.3047 | 20.9446 | 20.9446 | 17.107 | 6.4585 | 19.5292 | 19.5292 | 18.2507 | 11.0302 | 19.561 | 19.561 | 18.1822 | 10.5506 | 19.6459 | 19.6459 | 18.1264 | 10.2587 | 19.7419 | 19.7419 | 18.0493 | 10.0305 | 19.8629 | 19.8629 | 17.9423 | 9.7533 | 19.9595 | 19.9595 | 17.8513 | 9.4695 | 20.0651 | 20.0651 | 17.7753 | 9.126 | 20.1805 | 20.1805 | 17.7091 | 8.8682 | 20.3013 | 20.3013 | 17.6337 | 8.6215 | 20.4446 | 20.4446 | 17.5616 | 8.3364 | 20.897 | 20.897 | 17.1474 | 6.7388 | 21.2508 | 21.2508 | 16.6522 | 4.2458 | 21.4165 | 21.4165 | 16.2832 | 2.5069 | 21.4965 | 21.4965 | 16.0294 | 1.4166 | 19.5292 | 19.5292 | 18.2507 | 11.0302 | 19.5526 | 19.5526 | 18.1901 | 10.575 | 19.6633 | 19.6633 | 18.103 | 10.1592 | 19.7638 | 19.7638 | 18.0112 | 9.927 | 19.8662 | 19.8662 | 17.8543 | 9.6714 | 19.9485 | 19.9485 | 17.814 | 9.43 | 20.0321 | 20.0321 | 17.763 | 9.1261 | 20.1231 | 20.1231 | 17.7106 | 8.9193 | 20.2259 | 20.2259 | 17.6523 | 8.6692 | 20.3646 | 20.3646 | 17.5332 | 7.9673 | 20.8092 | 20.8092 | 16.9715 | 4.7703 | 21.05 | 21.05 | 16.5177 | 2.564 | 21.0945 | 21.0945 | 16.3002 | 1.5258 | 21.0206 | 21.0206 | 16.2995 | 2.1634
CHURCH | HUNCOAT | PADIHAM | 374687 | 428919 | primary | best view | 17.6937 | 17.6937 | 17.6937 | 12.1195 | 17.6847 | 17.6847 | 17.6847 | 12.0253 | 17.696 | 17.696 | 17.696 | 11.9791 | 17.7211 | 17.7211 | 17.7211 | 11.8967 | 17.7503 | 17.7503 | 17.7503 | 11.8029 | 17.7826 | 17.7826 | 17.7826 | 11.7001 | 17.8187 | 17.8187 | 17.8187 | 11.5933 | 17.8618 | 17.8618 | 17.8618 | 11.4729 | 17.9137 | 17.9137 | 17.9137 | 11.3497 | 17.9743 | 17.9743 | 17.9743 | 11.1919 | 18.3129 | 18.3129 | 18.3129 | 10.5411 | 18.6623 | 18.6623 | 18.6623 | 10.0529 | 18.9276 | 18.9276 | 18.8369 | 9.807 | 19.181 | 19.181 | 18.8144 | 9.6827 | 17.6936 | 17.6936 | 17.6936 | 12.1195 | 17.6851 | 17.6851 | 17.6851 | 12.0747 | 17.6933 | 17.6933 | 17.6933 | 12.038 | 17.7099 | 17.7099 | 17.7099 | 11.989 | 17.7279 | 17.7279 | 17.7279 | 11.9373 | 17.7514 | 17.7514 | 17.7514 | 11.8657 | 17.7849 | 17.7849 | 17.7849 | 11.7746 | 17.8271 | 17.8271 | 17.8271 | 11.6658 | 17.8782 | 17.8782 | 17.8782 | 11.5464 | 17.9393 | 17.9393 | 17.9393 | 11.4055 | 18.1333 | 18.1333 | 18.1333 | 11.0287 | 18.3171 | 18.3171 | 18.3171 | 10.7582 | 18.4853 | 18.4853 | 18.4853 | 10.6001 | 18.628 | 18.628 | 18.628 | 10.4812 | 17.6937 | 17.6937 | 17.6937 | 12.1195 | 17.6843 | 17.6843 | 17.6843 | 12.0255 | 17.6971 | 17.6971 | 17.6971 | 11.9789 | 17.722 | 17.722 | 17.722 | 11.8967 | 17.751 | 17.751 | 17.751 | 11.803 | 17.7839 | 17.7839 | 17.7839 | 11.6997 | 17.8217 | 17.8217 | 17.8217 | 11.5919 | 17.8648 | 17.8648 | 17.8648 | 11.4714 | 17.9125 | 17.9125 | 17.9125 | 11.3493 | 17.9675 | 17.9675 | 17.9675 | 11.2041 | 18.2655 | 18.2655 | 18.2655 | 10.6268 | 18.4998 | 18.4998 | 18.4998 | 10.2799 | 18.6942 | 18.6942 | 18.6942 | 10.1226 | 18.8472 | 18.8472 | 18.8472 | 10.0862 | 17.6939 | 17.6939 | 17.6939 | 12.1195 | 17.6825 | 17.6825 | 17.6825 | 12.0217 | 17.696 | 17.696 | 17.696 | 11.9758 | 17.7254 | 17.7254 | 17.7254 | 11.8948 | 17.7628 | 17.7628 | 17.7628 | 11.8059 | 17.8141 | 17.8141 | 17.8141 | 11.7045 | 17.8784 | 17.8784 | 17.8784 | 11.594 | 17.9574 | 17.9574 | 17.9574 | 11.4669 | 18.0481 | 18.0481 | 18.0481 | 11.3538 | 18.1558 | 18.1558 | 18.1558 | 11.2307 | 18.7081 | 18.7081 | 18.6478 | 10.0762 | 19.3979 | 19.3979 | 18.1799 | 7.2359 | 19.8754 | 19.8754 | 17.8601 | 5.0366 | 20.1172 | 20.1172 | 17.6063 | 3.7254 | 17.6939 | 17.6939 | 17.6939 | 12.1195 | 17.6741 | 17.6741 | 17.6741 | 12.058 | 17.6914 | 17.6914 | 17.6914 | 12.0029 | 17.7186 | 17.7186 | 17.7186 | 11.9402 | 17.7533 | 17.7533 | 17.7533 | 11.8754 | 17.8066 | 17.8066 | 17.8066 | 11.8019 | 17.8851 | 17.8851 | 17.8851 | 11.712 | 17.9758 | 17.9758 | 17.9758 | 11.6054 | 18.0744 | 18.0744 | 18.0744 | 11.4109 | 18.2189 | 18.2189 | 18.2189 | 10.784 | 18.911 | 18.911 | 18.5123 | 7.7415 | 19.5115 | 19.5115 | 18.0244 | 5.2006 | 19.8266 | 19.8266 | 17.7671 | 3.8086 | 19.8602 | 19.8602 | 17.7858 | 4.3084
CLARENDON RD | BLACKBURN | PENWORTHAM EAST / ROCHDALE | 369051 | 429883 | primary | best view | 23.2038 | 13.7258 | 10.0128 | 14.9142 | 23.1922 | 13.6608 | 9.9653 | 14.8814 | 23.2354 | 13.4848 | 9.837 | 14.6037 | 23.3048 | 13.2115 | 9.6376 | 14.1617 | 23.3898 | 12.9801 | 9.4688 | 14.0139 | 23.4834 | 12.6049 | 9.1951 | 13.6048 | 23.5848 | 12.3476 | 9.0074 | 13.1665 | 23.6992 | 12.1843 | 8.8883 | 12.7496 | 23.8237 | 12.1642 | 8.8736 | 12.3561 | 23.9692 | 12.0792 | 8.8116 | 11.749 | 24.5573 | 11.549 | 8.4249 | 9.6807 | 25.011 | 11.1154 | 8.1085 | 8.8263 | 25.2691 | 10.9718 | 8.0038 | 8.7168 | 25.4592 | 10.7764 | 7.8612 | 9.0843 | 23.2035 | 13.7258 | 10.0128 | 14.9142 | 23.2009 | 13.6441 | 9.9532 | 14.9393 | 23.2375 | 13.283 | 9.6898 | 14.7498 | 23.2893 | 12.8814 | 9.3968 | 14.4655 | 23.3476 | 12.5457 | 9.1519 | 14.4994 | 23.4193 | 12.1902 | 8.8926 | 14.2401 | 23.5097 | 11.9219 | 8.6969 | 13.9035 | 23.6173 | 11.81 | 8.6152 | 13.5781 | 23.7429 | 11.7103 | 8.5425 | 13.2512 | 23.8329 | 11.6101 | 8.4694 | 12.7834 | 24.0524 | 11.2392 | 8.1988 | 11.6185 | 24.2272 | 10.8008 | 7.879 | 10.907 | 24.3569 | 11.5216 | 8.4048 | 10.4397 | 24.4507 | 11.9165 | 8.6929 | 10.2994 | 23.2038 | 13.7258 | 10.0128 | 14.9142 | 23.1921 | 13.6615 | 9.9659 | 14.8815 | 23.2353 | 13.4857 | 9.8376 | 14.6038 | 23.3046 | 13.2074 | 9.6346 | 14.1618 | 23.3896 | 12.9789 | 9.4679 | 14.014 | 23.4835 | 12.6018 | 9.1929 | 13.6047 | 23.5857 | 12.3483 | 9.0079 | 13.166 | 23.7003 | 12.1948 | 8.8959 | 12.7491 | 23.8249 | 12.1726 | 8.8798 | 12.3555 | 23.9592 | 12.0951 | 8.8232 | 11.7964 | 24.4873 | 11.5943 | 8.4579 | 9.9282 | 24.8763 | 11.1902 | 8.1631 | 9.1471 | 25.1072 | 11.036 | 8.0506 | 9.0248 | 25.2606 | 10.85 | 7.9149 | 9.3996 | 23.2044 | 13.7258 | 10.0128 | 14.9142 | 23.1896 | 13.6076 | 9.9265 | 14.8779 | 23.2391 | 13.4192 | 9.7892 | 14.6105 | 23.3247 | 13.1488 | 9.5918 | 14.181 | 23.4384 | 12.9006 | 9.4108 | 14.0688 | 23.5743 | 12.542 | 9.1492 | 13.6966 | 23.7313 | 12.2776 | 8.9564 | 13.3104 | 23.9107 | 12.0807 | 8.8127 | 12.9391 | 24.1058 | 11.8673 | 8.657 | 12.6405 | 24.3382 | 11.6146 | 8.4727 | 12.2143 | 25.1762 | 10.3456 | 7.5469 | 9.8527 | 25.8936 | 9.0128 | 6.5747 | 5.0875 | 26.3011 | 7.9247 | 5.7809 | 1.2752 | 26.5099 | 7.1585 | 5.2221 | -0.98186 | 23.2044 | 13.7258 | 10.0128 | 14.9142 | 23.1681 | 13.6662 | 9.9693 | 14.9432 | 23.2341 | 13.2238 | 9.6466 | 14.5922 | 23.3164 | 13.1379 | 9.5839 | 14.1691 | 23.4219 | 12.8989 | 9.4096 | 14.0819 | 23.5404 | 12.7832 | 9.3251 | 13.7647 | 23.6743 | 12.5327 | 9.1424 | 13.4339 | 23.8272 | 12.3865 | 9.0358 | 13.1427 | 24.0074 | 12.207 | 8.9048 | 12.7625 | 24.2498 | 11.8772 | 8.6642 | 11.5038 | 25.1124 | 10.2617 | 7.4858 | 5.9671 | 25.6408 | 8.949 | 6.5282 | 1.7421 | 25.8138 | 8.1491 | 5.9447 | -0.73598 | 25.7347 | 8.1088 | 5.9153 | 0.31061
CLAUGHTON | LANCASTER | HEYSHAM | 355872 | 466268 | primary | best view | 8.5139 | 8.5139 | 8.5139 | 3.8186 | 8.5155 | 8.5155 | 8.5155 | 3.7892 | 8.539 | 8.539 | 8.539 | 3.7539 | 8.5677 | 8.5677 | 8.5677 | 3.6649 | 8.5871 | 8.5871 | 8.5871 | 3.5656 | 8.6073 | 8.6073 | 8.6073 | 3.5092 | 8.6292 | 8.6292 | 8.6292 | 3.427 | 8.6537 | 8.6537 | 8.6537 | 3.3406 | 8.6792 | 8.6792 | 8.6792 | 3.2431 | 8.7115 | 8.7115 | 8.7115 | 3.1069 | 8.9353 | 8.9353 | 8.9353 | 2.4317 | 9.0735 | 9.0735 | 9.0735 | 1.9932 | 9.1632 | 9.1632 | 9.1632 | 1.7452 | 9.2358 | 9.2358 | 9.2358 | 1.9021 | 8.5139 | 8.5139 | 8.5139 | 3.8186 | 8.5153 | 8.5153 | 8.5153 | 3.7984 | 8.531 | 8.531 | 8.531 | 3.7871 | 8.5399 | 8.5399 | 8.5399 | 3.7529 | 8.5454 | 8.5454 | 8.5454 | 3.704 | 8.5529 | 8.5529 | 8.5529 | 3.6875 | 8.5658 | 8.5658 | 8.5658 | 3.6343 | 8.5832 | 8.5832 | 8.5832 | 3.5702 | 8.6051 | 8.6051 | 8.6051 | 3.4847 | 8.631 | 8.631 | 8.631 | 3.4119 | 8.6827 | 8.6827 | 8.6827 | 3.1752 | 8.7362 | 8.7362 | 8.7362 | 2.8322 | 8.7889 | 8.7889 | 8.7889 | 2.5246 | 8.8315 | 8.8315 | 8.8315 | 2.4408 | 8.5139 | 8.5139 | 8.5139 | 3.8186 | 8.5154 | 8.5154 | 8.5154 | 3.7893 | 8.5389 | 8.5389 | 8.5389 | 3.7539 | 8.5676 | 8.5676 | 8.5676 | 3.665 | 8.5869 | 8.5869 | 8.5869 | 3.5657 | 8.6074 | 8.6074 | 8.6074 | 3.5091 | 8.6298 | 8.6298 | 8.6298 | 3.4267 | 8.6544 | 8.6544 | 8.6544 | 3.3403 | 8.6799 | 8.6799 | 8.6799 | 3.2427 | 8.7106 | 8.7106 | 8.7106 | 3.1115 | 8.9187 | 8.9187 | 8.9187 | 2.4566 | 9.0243 | 9.0243 | 9.0243 | 2.0375 | 9.0982 | 9.0982 | 9.0982 | 1.7947 | 9.1435 | 9.1435 | 9.1435 | 1.9603 | 8.5141 | 8.5141 | 8.5141 | 3.8186 | 8.5146 | 8.5146 | 8.5146 | 3.7803 | 8.5391 | 8.5391 | 8.5391 | 3.7357 | 8.5688 | 8.5688 | 8.5688 | 3.6399 | 8.5929 | 8.5929 | 8.5929 | 3.5223 | 8.6223 | 8.6223 | 8.6223 | 3.4347 | 8.6576 | 8.6576 | 8.6576 | 3.3031 | 8.6989 | 8.6989 | 8.6989 | 3.1613 | 8.7441 | 8.7441 | 8.7441 | 3.0247 | 8.8703 | 8.8703 | 8.8703 | 2.8326 | 9.0877 | 9.0877 | 9.0877 | 2.2258 | 9.2938 | 9.2938 | 9.2938 | 1.2362 | 9.3998 | 9.3998 | 9.3998 | 0.61563 | 9.4445 | 9.4445 | 9.4445 | 0.32684 | 8.5141 | 8.5141 | 8.5141 | 3.8186 | 8.5103 | 8.5103 | 8.5103 | 3.796 | 8.5474 | 8.5474 | 8.5474 | 3.7444 | 8.57 | 8.57 | 8.57 | 3.6495 | 8.5941 | 8.5941 | 8.5941 | 3.5286 | 8.7164 | 8.7164 | 8.7164 | 3.3544 | 8.7469 | 8.7469 | 8.7469 | 3.2488 | 8.7836 | 8.7836 | 8.7836 | 3.1318 | 8.8248 | 8.8248 | 8.8248 | 3.0268 | 8.88 | 8.88 | 8.88 | 2.8155 | 9.1136 | 9.1136 | 9.1136 | 1.7367 | 9.2772 | 9.2772 | 9.2772 | 0.91763 | 9.3351 | 9.3351 | 9.3351 | 0.4926 | 9.3139 | 9.3139 | 9.3139 | 0.74914
BLACKBURN RD CLAYTON | HUNCOAT | PADIHAM | 374632 | 430529 | primary | best view | 25.7661 | 12.5097 | 9.1256 | 18.8009 | 25.7854 | 12.4716 | 9.0978 | 18.6139 | 25.8289 | 12.2628 | 8.9455 | 18.512 | 25.8821 | 12.0215 | 8.7695 | 18.3383 | 25.9461 | 11.7758 | 8.5903 | 18.1449 | 26.0081 | 11.5683 | 8.4389 | 17.9462 | 26.0763 | 11.3775 | 8.2997 | 17.7421 | 26.1562 | 11.2641 | 8.217 | 17.5215 | 26.2508 | 11.0842 | 8.0858 | 17.2871 | 26.3748 | 11.0064 | 8.029 | 16.9934 | 27.0552 | 10.3719 | 7.5661 | 15.9072 | 27.8237 | 10.3464 | 7.5475 | 15.1515 | 28.3082 | 10.7548 | 7.8455 | 14.9468 | 28.7421 | 10.8761 | 7.9339 | 14.9868 | 25.7707 | 12.5097 | 9.1256 | 18.8009 | 25.7968 | 12.5116 | 9.127 | 18.7945 | 25.8423 | 12.186 | 8.8895 | 18.8026 | 25.8824 | 11.8412 | 8.638 | 18.7315 | 25.9297 | 11.5177 | 8.402 | 18.6898 | 25.9844 | 11.3204 | 8.258 | 18.6179 | 26.0484 | 11.0895 | 8.0896 | 18.4997 | 26.1216 | 11.0955 | 8.094 | 18.3436 | 26.2041 | 11.0455 | 8.0575 | 18.151 | 26.2981 | 10.9515 | 7.989 | 17.9166 | 26.6508 | 10.813 | 7.8879 | 17.3396 | 27.0339 | 10.8448 | 7.9111 | 16.9604 | 27.3764 | 11.1905 | 8.1633 | 16.7511 | 27.6661 | 11.4396 | 8.345 | 16.6217 | 25.7661 | 12.5097 | 9.1256 | 18.8009 | 25.785 | 12.4727 | 9.0987 | 18.6141 | 25.8295 | 12.2606 | 8.9439 | 18.5125 | 25.8825 | 12.0223 | 8.7701 | 18.3383 | 25.9465 | 11.7725 | 8.5879 | 18.145 | 26.0097 | 11.5655 | 8.4369 | 17.9456 | 26.0805 | 11.3737 | 8.2969 | 17.7398 | 26.1605 | 11.2701 | 8.2213 | 17.5191 | 26.2506 | 11.0824 | 8.0844 | 17.2861 | 26.3657 | 11.0135 | 8.0342 | 17.0173 | 26.9652 | 10.3993 | 7.5862 | 16.053 | 27.5206 | 10.4159 | 7.5982 | 15.498 | 27.9233 | 10.8337 | 7.903 | 15.3742 | 28.1985 | 10.9962 | 8.0216 | 15.5154 | 25.7661 | 12.5097 | 9.1256 | 18.8009 | 25.7973 | 12.4427 | 9.0768 | 18.6124 | 25.8537 | 12.2367 | 8.9265 | 18.5131 | 25.9149 | 11.9653 | 8.7285 | 18.3428 | 25.9953 | 11.7306 | 8.5573 | 18.1845 | 26.1009 | 11.46 | 8.3599 | 17.9958 | 26.2347 | 11.2081 | 8.1762 | 17.7896 | 26.3964 | 11.0388 | 8.0526 | 17.5643 | 26.5718 | 10.8607 | 7.9228 | 17.3574 | 26.78 | 10.6964 | 7.8029 | 17.134 | 28.0447 | 9.6761 | 7.0586 | 15.3135 | 29.2695 | 8.3143 | 6.0651 | 10.9004 | 30.0133 | 7.4124 | 5.4072 | 7.4373 | 30.394 | 6.6343 | 4.8397 | 5.3391 | 25.7661 | 12.5097 | 9.1256 | 18.8009 | 25.7936 | 12.4932 | 9.1136 | 18.6286 | 25.8661 | 12.2344 | 8.9248 | 18.4885 | 25.9365 | 11.6215 | 8.4777 | 18.3102 | 26.0269 | 11.1492 | 8.1332 | 18.1452 | 26.1472 | 11.0141 | 8.0347 | 17.968 | 26.3075 | 10.8329 | 7.9025 | 17.7725 | 26.5016 | 10.7324 | 7.8291 | 17.563 | 26.7715 | 10.6211 | 7.748 | 17.2291 | 27.2154 | 10.3713 | 7.5657 | 16.2061 | 28.5696 | 9.907 | 7.227 | 11.4237 | 29.519 | 8.6139 | 6.2837 | 7.4816 | 29.9981 | 7.8782 | 5.747 | 5.2561 | 30.0266 | 7.911 | 5.771 | 6.0367
CLEVELEYS | BISPHAM | PENWORTHAM WEST / STANAH | 332286 | 443104 | primary | best view | 24.347 | 13.3694 | 9.7528 | 8.3626 | 24.3272 | 13.2876 | 9.6931 | 8.2603 | 24.3674 | 13.1328 | 9.5802 | 8.1114 | 24.4471 | 12.7488 | 9.3 | 7.6655 | 24.5464 | 12.3539 | 9.012 | 7.3526 | 24.6558 | 12.3295 | 8.9942 | 6.857 | 24.759 | 12.2744 | 8.954 | 6.4223 | 24.8741 | 12.158 | 8.8691 | 5.9611 | 24.9982 | 11.9996 | 8.7535 | 5.4408 | 25.1422 | 11.7986 | 8.6069 | 4.8571 | 25.6957 | 11.1017 | 8.0985 | 2.8913 | 26.0758 | 10.6987 | 7.8046 | 1.9846 | 26.2892 | 10.5096 | 7.6666 | 1.9199 | 26.4082 | 10.3898 | 7.5792 | 2.1649 | 24.3464 | 13.3694 | 9.7528 | 8.3626 | 24.341 | 13.31 | 9.7094 | 8.2208 | 24.3806 | 13.1307 | 9.5786 | 8.0996 | 24.4457 | 12.8418 | 9.3679 | 7.7845 | 24.5194 | 12.6268 | 9.2111 | 7.6452 | 24.6086 | 12.3468 | 9.0068 | 7.2695 | 24.7052 | 12.0832 | 8.8145 | 6.9195 | 24.8151 | 11.988 | 8.7451 | 6.5371 | 24.941 | 11.8693 | 8.6585 | 6.0642 | 25.0824 | 11.7352 | 8.5607 | 5.5837 | 25.2903 | 11.2222 | 8.1865 | 4.2659 | 25.4304 | 11.0431 | 8.0558 | 3.3918 | 25.5115 | 11.2291 | 8.1914 | 2.9932 | 25.5637 | 11.3948 | 8.3123 | 2.7166 | 24.347 | 13.3694 | 9.7528 | 8.3626 | 24.3272 | 13.2909 | 9.6956 | 8.2603 | 24.3674 | 13.1336 | 9.5808 | 8.1114 | 24.4471 | 12.7493 | 9.3005 | 7.6655 | 24.5464 | 12.3486 | 9.0082 | 7.3526 | 24.6558 | 12.3358 | 8.9988 | 6.857 | 24.759 | 12.2826 | 8.96 | 6.4223 | 24.8741 | 12.1662 | 8.875 | 5.9611 | 24.9982 | 12.0041 | 8.7568 | 5.4408 | 25.1309 | 11.812 | 8.6167 | 4.9093 | 25.6363 | 11.1388 | 8.1256 | 3.1112 | 25.9882 | 10.7504 | 7.8423 | 2.2479 | 26.1916 | 10.5666 | 7.7082 | 2.1579 | 26.3112 | 10.4293 | 7.608 | 2.3567 | 24.3479 | 13.3694 | 9.7528 | 8.3626 | 24.3235 | 13.3138 | 9.7122 | 8.2614 | 24.371 | 13.1764 | 9.612 | 8.1296 | 24.4717 | 12.972 | 9.4629 | 7.7058 | 24.6016 | 12.7833 | 9.3253 | 7.443 | 24.7349 | 12.5458 | 9.152 | 7.0014 | 24.887 | 12.298 | 8.9712 | 6.6148 | 25.0637 | 12.0535 | 8.7928 | 6.2133 | 25.259 | 11.8903 | 8.6738 | 5.8017 | 25.4891 | 11.699 | 8.5342 | 5.4048 | 26.265 | 10.4927 | 7.6543 | 2.9072 | 26.912 | 8.9322 | 6.5159 | -2.3042 | 27.2452 | 7.9013 | 5.7639 | -6.3677 | 27.4207 | 7.0622 | 5.1517 | -9.2421 | 24.3479 | 13.3694 | 9.7528 | 8.3626 | 24.3021 | 13.2969 | 9.6999 | 8.3259 | 24.3741 | 12.8054 | 9.3414 | 8.0773 | 24.4739 | 12.6048 | 9.195 | 7.6398 | 24.586 | 12.3169 | 8.985 | 7.405 | 24.701 | 11.9733 | 8.7344 | 7.0259 | 24.8361 | 11.7 | 8.535 | 6.7046 | 24.9865 | 11.564 | 8.4358 | 6.3888 | 25.1601 | 11.3988 | 8.3153 | 5.8947 | 25.3964 | 11.0827 | 8.0847 | 4.6247 | 26.1867 | 9.628 | 7.0235 | -1.232 | 26.6406 | 8.2359 | 6.008 | -5.9448 | 26.7507 | 7.4955 | 5.4679 | -8.6129 | 26.6242 | 7.4682 | 5.448 | -7.8978
CLIFTON JUNCTION | KEARSLEY LOCAL | KEARSLEY | 379289 | 403073 | primary | best view | 22.1859 | 9.8352 | 7.0688 | 10.3148 | 22.1799 | 9.4411 | 6.7855 | 8.8022 | 22.2146 | 9.239 | 6.6402 | 8.5764 | 22.2734 | 8.982 | 6.4555 | 8.327 | 22.3323 | 8.7422 | 6.2832 | 8.1958 | 22.391 | 8.4715 | 6.0886 | 8.022 | 22.4538 | 8.2339 | 5.9178 | 7.8108 | 22.5263 | 8.307 | 5.9704 | 7.6024 | 22.6042 | 8.3269 | 5.9847 | 7.4379 | 22.6923 | 8.2795 | 5.9507 | 7.2046 | 23.2069 | 8.0017 | 5.751 | 6.1647 | 23.8384 | 7.5794 | 5.4475 | 5.2936 | 24.3383 | 7.9321 | 5.7009 | 4.7557 | 24.8703 | 7.7199 | 5.5485 | 4.3558 | 22.1858 | 9.8352 | 7.0688 | 10.3148 | 22.1616 | 9.6011 | 6.9005 | 9.6371 | 22.1669 | 9.5697 | 6.8779 | 9.6413 | 22.1894 | 9.4959 | 6.8249 | 9.5703 | 22.2052 | 9.4285 | 6.7765 | 9.6389 | 22.2242 | 9.3397 | 6.7126 | 9.6355 | 22.2587 | 9.3188 | 6.6976 | 9.5845 | 22.3066 | 9.2738 | 6.6653 | 9.491 | 22.3671 | 9.2172 | 6.6246 | 9.3944 | 22.4382 | 9.1632 | 6.5858 | 9.2164 | 22.6878 | 8.9098 | 6.4036 | 8.4436 | 22.9718 | 8.582 | 6.168 | 7.899 | 23.2853 | 8.5383 | 6.1366 | 7.5697 | 23.5739 | 8.4609 | 6.081 | 7.3043 | 22.1859 | 9.8352 | 7.0688 | 10.3148 | 22.1796 | 9.4404 | 6.785 | 8.8025 | 22.214 | 9.2388 | 6.6401 | 8.5769 | 22.2724 | 8.9797 | 6.4539 | 8.3278 | 22.331 | 8.7389 | 6.2808 | 8.1968 | 22.3914 | 8.4638 | 6.0831 | 8.0217 | 22.4579 | 8.2299 | 5.915 | 7.8076 | 22.5311 | 8.3028 | 5.9674 | 7.5987 | 22.6097 | 8.3236 | 5.9823 | 7.4337 | 22.6925 | 8.278 | 5.9496 | 7.2123 | 23.1297 | 8.0117 | 5.7581 | 6.2568 | 23.551 | 7.6175 | 5.4748 | 5.5545 | 23.9472 | 7.9985 | 5.7487 | 5.093 | 24.2866 | 7.8207 | 5.6209 | 4.8351 | 22.1863 | 9.8352 | 7.0688 | 10.3148 | 22.1727 | 9.2451 | 6.6446 | 8.8134 | 22.2067 | 9.3906 | 6.7492 | 8.597 | 22.2726 | 9.3363 | 6.7102 | 8.3456 | 22.3454 | 9.2563 | 6.6527 | 8.2193 | 22.4358 | 9.1234 | 6.5571 | 8.0367 | 22.5448 | 9.006 | 6.4728 | 7.8002 | 22.6753 | 8.9188 | 6.4101 | 7.5571 | 22.8236 | 8.8262 | 6.3436 | 7.3641 | 22.9969 | 8.7142 | 6.2631 | 7.1086 | 23.9747 | 8.1314 | 5.8442 | 5.568 | 24.9968 | 7.5029 | 5.3925 | 3.0685 | 25.5422 | 7.1616 | 5.1472 | 1.1856 | 25.7661 | 6.7993 | 4.8868 | -0.13155 | 22.1863 | 9.8352 | 7.0688 | 10.3148 | 22.1688 | 9.4371 | 6.7826 | 8.8319 | 22.2191 | 9.0226 | 6.4847 | 8.5769 | 22.2918 | 8.7046 | 6.2561 | 8.3163 | 22.3698 | 8.7101 | 6.2601 | 8.1936 | 22.4712 | 8.5296 | 6.1304 | 8.0144 | 22.6023 | 8.3706 | 6.0161 | 7.7717 | 22.7591 | 8.2906 | 5.9587 | 7.5211 | 22.9419 | 8.1825 | 5.8809 | 7.279 | 23.164 | 8.0137 | 5.7596 | 6.6879 | 24.2449 | 7.7753 | 5.5883 | 3.8844 | 25.1254 | 7.157 | 5.1438 | 1.6006 | 25.458 | 6.7901 | 4.8802 | 0.1889 | 25.4576 | 6.7151 | 4.8263 | 0.33972
CLOVER HILL | NELSON | PADIHAM | 386638 | 437064 | primary | best view | 29.9521 | 13.6287 | 9.942 | 19.1988 | 29.948 | 13.5791 | 9.9058 | 19.1869 | 29.9869 | 13.3581 | 9.7445 | 19.0575 | 30.0417 | 13.2421 | 9.66 | 18.8857 | 30.1101 | 13.0544 | 9.523 | 18.6599 | 30.1856 | 12.9662 | 9.4587 | 18.4163 | 30.2659 | 12.8938 | 9.4059 | 18.1653 | 30.356 | 12.7827 | 9.3248 | 17.8807 | 30.4572 | 12.7479 | 9.2994 | 17.5771 | 30.5936 | 12.6747 | 9.246 | 17.2052 | 31.0276 | 12.1881 | 8.891 | 15.9568 | 31.3074 | 11.8785 | 8.6652 | 15.3786 | 31.4397 | 11.3774 | 8.2997 | 15.3775 | 31.5153 | 11.273 | 8.2235 | 15.6334 | 29.9519 | 13.6287 | 9.942 | 19.1988 | 29.9468 | 13.5719 | 9.9005 | 19.1836 | 29.9762 | 13.4089 | 9.7816 | 19.0804 | 30.0021 | 13.2459 | 9.6627 | 18.9813 | 30.0356 | 13.1243 | 9.574 | 18.8528 | 30.0787 | 12.9944 | 9.4792 | 18.6867 | 30.133 | 12.8891 | 9.4025 | 18.4866 | 30.1983 | 12.8649 | 9.3848 | 18.2496 | 30.2739 | 12.8204 | 9.3523 | 17.9801 | 30.3589 | 12.7687 | 9.3146 | 17.6911 | 30.4799 | 12.6049 | 9.1951 | 16.9562 | 30.5581 | 12.5594 | 9.1619 | 16.4661 | 30.5995 | 12.6048 | 9.195 | 16.2442 | 30.6172 | 12.5223 | 9.1348 | 16.1206 | 29.9521 | 13.6287 | 9.942 | 19.1988 | 29.948 | 13.5798 | 9.9063 | 19.1869 | 29.9869 | 13.36 | 9.746 | 19.0575 | 30.0416 | 13.243 | 9.6606 | 18.8858 | 30.1101 | 13.0597 | 9.5269 | 18.6599 | 30.1856 | 12.9677 | 9.4598 | 18.4163 | 30.2662 | 12.8983 | 9.4091 | 18.1651 | 30.3563 | 12.7997 | 9.3372 | 17.8806 | 30.4576 | 12.7625 | 9.31 | 17.5769 | 30.586 | 12.6769 | 9.2476 | 17.2384 | 30.9822 | 12.2003 | 8.9 | 16.1138 | 31.2329 | 11.8578 | 8.6501 | 15.5728 | 31.3535 | 11.3639 | 8.2898 | 15.5565 | 31.4188 | 11.2776 | 8.2269 | 15.786 | 29.9521 | 13.6287 | 9.942 | 19.1988 | 29.9494 | 13.584 | 9.9093 | 19.1821 | 29.9998 | 13.4397 | 9.804 | 19.0596 | 30.0753 | 13.2003 | 9.6294 | 18.9008 | 30.175 | 13.0239 | 9.5008 | 18.702 | 30.298 | 12.8156 | 9.3488 | 18.4899 | 30.4472 | 12.6407 | 9.2212 | 18.2668 | 30.5856 | 12.4693 | 9.0962 | 18.0342 | 30.7243 | 12.347 | 9.0069 | 17.8175 | 30.8813 | 12.2186 | 8.9133 | 17.5843 | 31.4372 | 11.2381 | 8.198 | 15.5632 | 31.9398 | 10.0083 | 7.3009 | 10.7514 | 32.2263 | 9.0799 | 6.6237 | 7.0472 | 32.363 | 8.4367 | 6.1544 | 4.8016 | 29.9521 | 13.6287 | 9.942 | 19.1988 | 29.9323 | 13.6164 | 9.933 | 19.2397 | 29.9921 | 13.5944 | 9.917 | 19.072 | 30.0655 | 13.2825 | 9.6894 | 18.9318 | 30.1642 | 12.8856 | 9.3999 | 18.7622 | 30.2794 | 12.206 | 8.9041 | 18.5987 | 30.4024 | 12.2408 | 8.9295 | 18.4245 | 30.5005 | 12.1507 | 8.8638 | 18.2507 | 30.6211 | 12.0397 | 8.7828 | 17.9413 | 30.7984 | 11.7841 | 8.5963 | 16.7668 | 31.4185 | 10.5428 | 7.6908 | 11.3549 | 31.7804 | 9.4089 | 6.8637 | 7.0842 | 31.8899 | 8.7582 | 6.389 | 4.8117 | 31.7813 | 8.8088 | 6.4259 | 5.8593
COG LANE | HUNCOAT | PADIHAM | 382462 | 432232 | primary | best view | 36.9248 | 11.4165 | 8.3282 | 17.4215 | 36.8943 | 11.3316 | 8.2662 | 16.5732 | 36.9325 | 11.1714 | 8.1493 | 16.3479 | 37.011 | 10.9336 | 7.9759 | 16.0225 | 37.092 | 10.7542 | 7.845 | 15.7082 | 37.1773 | 10.5072 | 7.6649 | 15.3684 | 37.2691 | 10.3284 | 7.5345 | 15.0165 | 37.377 | 10.2135 | 7.4506 | 14.6334 | 37.4932 | 9.9823 | 7.2819 | 14.2385 | 37.6291 | 9.8633 | 7.1952 | 13.7501 | 38.3524 | 9.0286 | 6.5862 | 11.921 | 39.2261 | 8.8608 | 6.4638 | 10.7285 | 39.9075 | 9.1723 | 6.691 | 10.2525 | 40.621 | 9.0008 | 6.5659 | 10.0919 | 36.9245 | 11.4165 | 8.3282 | 17.4215 | 36.8764 | 11.4429 | 8.3475 | 17.086 | 36.8786 | 11.1607 | 8.1416 | 16.99 | 36.9106 | 10.8488 | 7.914 | 16.8526 | 36.9372 | 10.6016 | 7.7337 | 16.7529 | 36.9754 | 10.2615 | 7.4856 | 16.5936 | 37.0417 | 10.0009 | 7.2955 | 16.3573 | 37.1338 | 9.9242 | 7.2396 | 16.0585 | 37.2499 | 9.8776 | 7.2055 | 15.706 | 37.3903 | 9.7604 | 7.1201 | 15.3067 | 37.7146 | 9.5187 | 6.9438 | 14.206 | 38.088 | 9.467 | 6.9061 | 13.3527 | 38.5047 | 9.9177 | 7.2348 | 12.8424 | 38.8822 | 10.1131 | 7.3774 | 12.4684 | 36.9248 | 11.4165 | 8.3282 | 17.4215 | 36.8939 | 11.3288 | 8.2642 | 16.5735 | 36.9315 | 11.169 | 8.1476 | 16.3484 | 37.0096 | 10.922 | 7.9674 | 16.0232 | 37.0902 | 10.7569 | 7.847 | 15.7092 | 37.1779 | 10.5073 | 7.6649 | 15.3681 | 37.2749 | 10.3233 | 7.5307 | 15.0133 | 37.3839 | 10.221 | 7.4561 | 14.6297 | 37.501 | 9.9854 | 7.2842 | 14.2343 | 37.6287 | 9.8724 | 7.2018 | 13.7791 | 38.2404 | 9.0582 | 6.6078 | 12.0984 | 38.8165 | 8.9241 | 6.51 | 11.0822 | 39.3517 | 9.2524 | 6.7495 | 10.6636 | 39.7939 | 9.1019 | 6.6397 | 10.6194 | 36.9252 | 11.4165 | 8.3282 | 17.4215 | 36.8837 | 11.2552 | 8.2105 | 16.573 | 36.92 | 11.0617 | 8.0694 | 16.3594 | 37.0074 | 10.7995 | 7.8781 | 16.0393 | 37.1078 | 10.5614 | 7.7044 | 15.7484 | 37.2377 | 10.3176 | 7.5266 | 15.4205 | 37.3961 | 10.0694 | 7.3455 | 15.0593 | 37.5876 | 9.8406 | 7.1786 | 14.6572 | 37.8034 | 9.5998 | 7.0029 | 14.2927 | 38.0579 | 9.3629 | 6.8301 | 13.909 | 39.4774 | 7.9112 | 5.7711 | 10.7712 | 35.8149 | 5.8095 | 4.238 | 3.1906 | 26.6244 | 4.3187 | 3.1505 | -2.8528 | 18.9372 | 3.0718 | 2.2408 | -6.843 | 36.9252 | 11.4165 | 8.3282 | 17.4215 | 36.8606 | 11.355 | 8.2833 | 16.6667 | 36.9074 | 11.2967 | 8.2408 | 16.4189 | 36.9889 | 10.7444 | 7.8379 | 16.1357 | 37.0817 | 10.1444 | 7.4002 | 15.8941 | 37.212 | 9.7054 | 7.0799 | 15.6312 | 37.3868 | 9.4463 | 6.8909 | 15.3289 | 37.6015 | 9.328 | 6.8046 | 14.9888 | 37.8631 | 9.1721 | 6.6909 | 14.4407 | 38.2182 | 8.8256 | 6.4381 | 12.7094 | 39.9325 | 7.9017 | 5.7642 | 4.4506 | 37.3071 | 6.0516 | 4.4145 | -2.4892 | 30.7391 | 4.9862 | 3.6374 | -6.4793 | 30.5303 | 4.9523 | 3.6126 | -5.356
CONISTON | ULVERSTON | HARKER / HUTTON | 329874 | 497641 | primary | best view | 4.3086 | 4.3086 | 4.3086 | 1.553 | 4.3321 | 4.3321 | 4.3321 | 1.4979 | 4.3808 | 4.3808 | 4.3808 | 1.4488 | 4.4209 | 4.4209 | 4.4209 | 1.3576 | 4.4657 | 4.4657 | 4.4657 | 1.2458 | 4.514 | 4.514 | 4.514 | 1.1601 | 4.5648 | 4.5648 | 4.5648 | 1.1075 | 4.6212 | 4.6212 | 4.6212 | 1.019 | 4.6819 | 4.6819 | 4.6819 | 0.9183 | 4.7351 | 4.7351 | 4.7351 | 0.80799 | 4.8392 | 4.8392 | 4.8392 | 0.42518 | 4.9015 | 4.9015 | 4.9015 | 0.30343 | 4.9257 | 4.9257 | 4.9257 | 0.26423 | 4.9285 | 4.9285 | 4.9285 | 0.37293 | 4.314 | 4.314 | 4.314 | 1.553 | 4.3441 | 4.3441 | 4.3441 | 1.5341 | 4.3752 | 4.3752 | 4.3752 | 1.5226 | 4.3997 | 4.3997 | 4.3997 | 1.4787 | 4.4273 | 4.4273 | 4.4273 | 1.4181 | 4.4618 | 4.4618 | 4.4618 | 1.3717 | 4.5018 | 4.5018 | 4.5018 | 1.3393 | 4.5469 | 4.5469 | 4.5469 | 1.2331 | 4.5963 | 4.5963 | 4.5963 | 1.0061 | 4.649 | 4.649 | 4.649 | 0.73419 | 4.7872 | 4.7872 | 4.7872 | 0.57948 | 4.8539 | 4.8539 | 4.8539 | 0.51397 | 4.8624 | 4.8624 | 4.8624 | 0.49842 | 4.8625 | 4.8625 | 4.8625 | 0.5307 | 4.3086 | 4.3086 | 4.3086 | 1.553 | 4.3321 | 4.3321 | 4.3321 | 1.4979 | 4.3808 | 4.3808 | 4.3808 | 1.4488 | 4.4209 | 4.4209 | 4.4209 | 1.3576 | 4.4657 | 4.4657 | 4.4657 | 1.2458 | 4.514 | 4.514 | 4.514 | 1.1601 | 4.5648 | 4.5648 | 4.5648 | 1.1075 | 4.6212 | 4.6212 | 4.6212 | 1.019 | 4.6819 | 4.6819 | 4.6819 | 0.9183 | 4.7329 | 4.7329 | 4.7329 | 0.8174 | 4.8278 | 4.8278 | 4.8278 | 0.46676 | 4.8851 | 4.8851 | 4.8851 | 0.35353 | 4.908 | 4.908 | 4.908 | 0.31315 | 4.9116 | 4.9116 | 4.9116 | 0.41195 | 4.308 | 4.308 | 4.308 | 1.553 | 4.3453 | 4.3453 | 4.3453 | 1.4944 | 4.3894 | 4.3894 | 4.3894 | 1.4501 | 4.4346 | 4.4346 | 4.4346 | 1.367 | 4.4891 | 4.4891 | 4.4891 | 1.2633 | 4.5514 | 4.5514 | 4.5514 | 1.1893 | 4.6215 | 4.6215 | 4.6215 | 1.1512 | 4.6974 | 4.6974 | 4.6974 | 1.0821 | 4.7369 | 4.7369 | 4.7369 | 1.008 | 4.7832 | 4.7832 | 4.7832 | 0.94313 | 4.9148 | 4.9148 | 4.9148 | 0.55851 | 4.9937 | 4.9937 | 4.9937 | -0.26876 | 5.0157 | 5.0157 | 5.0157 | -0.86672 | 5.0144 | 5.0144 | 5.0144 | -1.2386 | 4.308 | 4.308 | 4.308 | 1.553 | 4.344 | 4.344 | 4.344 | 1.5001 | 4.4093 | 4.4093 | 4.4093 | 1.4309 | 4.4597 | 4.4597 | 4.4597 | 1.3463 | 4.5177 | 4.5177 | 4.5177 | 1.2451 | 4.5791 | 4.5791 | 4.5791 | 1.1793 | 4.6444 | 4.6444 | 4.6444 | 1.1509 | 4.6727 | 4.6727 | 4.6727 | 1.0962 | 4.7043 | 4.7043 | 4.7043 | 1.0364 | 4.7433 | 4.7433 | 4.7433 | 0.89083 | 4.8598 | 4.8598 | 4.8598 | -0.096643 | 4.9062 | 4.9062 | 4.9062 | -0.83828 | 4.8989 | 4.8989 | 4.8989 | -1.2484 | 4.8686 | 4.8686 | 4.8686 | -1.0585
COPSE RD | THORNTON | PENWORTHAM WEST / STANAH | 333013 | 446934 | primary | best view | 20.0256 | 3.7767 | 2.7551 | 13.3416 | 20.0409 | 3.4812 | 2.5395 | 11.5766 | 20.1055 | 3.27 | 2.3854 | 11.2599 | 19.1425 | 3.1051 | 2.2651 | 10.7772 | 17.6357 | 2.8607 | 2.0868 | 10.4743 | 15.9768 | 2.5916 | 1.8905 | 10.0058 | 14.6169 | 2.371 | 1.7296 | 9.5551 | 14.198 | 2.3031 | 1.68 | 9.0659 | 13.3045 | 2.1581 | 1.5743 | 8.5663 | 11.9959 | 1.9458 | 1.4195 | 7.9241 | 5.2436 | 0.85056 | 0.62047 | 5.2436 | 1.6861 | 0.2735 | 0.19952 | 1.6861 | 22.4392 | 4.8351 | 3.5271 | 4.3744 | 22.6691 | 9.6281 | 7.0236 | 4.687 | 20.0254 | 3.7767 | 2.7551 | 13.3416 | 20.0429 | 3.6481 | 2.6613 | 12.5799 | 20.0991 | 3.6202 | 2.6409 | 12.5007 | 20.1595 | 3.6096 | 2.6332 | 12.2787 | 20.228 | 3.6305 | 2.6484 | 12.2519 | 20.3087 | 3.6025 | 2.628 | 12.0036 | 20.4079 | 3.5758 | 2.6085 | 11.7375 | 20.5253 | 3.4969 | 2.5509 | 11.4011 | 20.6309 | 3.3465 | 2.4413 | 10.891 | 19.9979 | 3.2439 | 2.3664 | 10.3203 | 19.224 | 3.1183 | 2.2748 | 9.2714 | 18.6217 | 3.0206 | 2.2035 | 8.4222 | 21.5333 | 6.7478 | 4.9224 | 8.0742 | 21.6514 | 10.3305 | 7.536 | 7.9236 | 20.0256 | 3.7767 | 2.7551 | 13.3416 | 20.0408 | 3.4832 | 2.5409 | 11.5767 | 20.1063 | 3.2719 | 2.3868 | 11.26 | 19.1471 | 3.1058 | 2.2657 | 10.7772 | 17.6468 | 2.8625 | 2.0881 | 10.474 | 15.9414 | 2.5859 | 1.8863 | 10.0055 | 14.6826 | 2.3817 | 1.7374 | 9.5543 | 14.255 | 2.3123 | 1.6868 | 9.0651 | 13.3695 | 2.1687 | 1.582 | 8.5671 | 12.1051 | 1.9636 | 1.4324 | 7.9716 | 5.4945 | 0.89126 | 0.65016 | 5.4945 | 1.9719 | 0.31986 | 0.23333 | 1.9719 | 22.2161 | 4.8862 | 3.5644 | 4.661 | 22.3893 | 9.6824 | 7.0632 | 4.9641 | 20.0262 | 3.7767 | 2.7551 | 13.3416 | 20.0415 | 3.4854 | 2.5426 | 11.5695 | 19.4651 | 3.1574 | 2.3033 | 11.2519 | 16.326 | 2.6482 | 1.9319 | 10.7489 | 13.1294 | 2.1297 | 1.5536 | 10.5144 | 9.9996 | 1.622 | 1.1833 | 9.9996 | 6.907 | 1.1204 | 0.8173 | 6.907 | 5.201 | 0.84366 | 0.61544 | 5.201 | 3.5659 | 0.57842 | 0.42195 | 3.5659 | 1.8124 | 0.29398 | 0.21446 | 1.8124 | 2.6914 | 0.43658 | 0.31848 | 2.6914 | 2.6914 | 0.43658 | 0.31848 | -1.7679 | 4.2253 | 0.68539 | 0.49998 | -6.9767 | 24.3363 | 4.5921 | 3.3499 | -10.436 | 20.0262 | 3.7767 | 2.7551 | 13.3416 | 20.0306 | 3.4878 | 2.5443 | 11.5926 | 20.1257 | 3.3635 | 2.4537 | 11.204 | 19.783 | 3.209 | 2.3409 | 10.6619 | 18.2826 | 2.9656 | 2.1634 | 10.3543 | 14.232 | 2.3086 | 1.6841 | 9.9252 | 10.8278 | 1.7564 | 1.2813 | 9.4766 | 9.371 | 1.5201 | 1.1089 | 9.0255 | 7.6684 | 1.2439 | 0.9074 | 7.6684 | 4.7376 | 0.76848 | 0.56059 | 4.7376 | 2.6914 | 0.43658 | 0.31848 | -1.0036 | 2.6914 | 0.43658 | 0.31848 | -7.093 | 23.6545 | 6.0588 | 4.4198 | -10.5437 | 23.6163 | 6.023 | 4.3937 | -9.3882
COX GREEN | BOLTON | KEARSLEY | 371893 | 413641 | primary | best view | 23.8058 | 13.7933 | 9.9135 | 9.5379 | 23.7806 | 13.655 | 9.8141 | 9.3031 | 23.8294 | 13.4503 | 9.667 | 9.3491 | 23.901 | 13.4135 | 9.6406 | 8.6917 | 23.9907 | 13.4077 | 9.6364 | 8.8003 | 24.093 | 13.228 | 9.5072 | 8.2565 | 24.2052 | 13.083 | 9.403 | 7.9636 | 24.3328 | 12.9515 | 9.3085 | 7.6399 | 24.4579 | 12.794 | 9.1953 | 7.2429 | 24.5991 | 12.6072 | 9.0611 | 6.6151 | 25.1974 | 11.8447 | 8.513 | 4.8284 | 25.6043 | 11.3724 | 8.1736 | 4.1211 | 25.8146 | 11.337 | 8.1481 | 4.0908 | 25.9069 | 11.55 | 8.3012 | 4.5651 | 23.8048 | 13.7933 | 9.9135 | 9.5379 | 23.7825 | 13.7206 | 9.8612 | 9.3181 | 23.824 | 13.6884 | 9.8381 | 9.4517 | 23.8699 | 13.5668 | 9.7507 | 8.963 | 23.9154 | 13.6336 | 9.7987 | 9.2293 | 23.9671 | 13.5434 | 9.7339 | 8.8395 | 24.0329 | 13.4835 | 9.6908 | 8.6501 | 24.1114 | 13.4014 | 9.6319 | 8.4233 | 24.1951 | 13.259 | 9.5295 | 8.1429 | 24.2872 | 13.0849 | 9.4044 | 7.7516 | 24.5101 | 12.9325 | 9.2948 | 6.7176 | 24.6703 | 12.6629 | 9.1011 | 6.006 | 24.7685 | 12.6117 | 9.0643 | 5.4501 | 24.8196 | 12.4891 | 8.9761 | 5.236 | 23.8058 | 13.7933 | 9.9135 | 9.5379 | 23.7806 | 13.6709 | 9.8256 | 9.3031 | 23.8294 | 13.4514 | 9.6678 | 9.3491 | 23.901 | 13.3979 | 9.6294 | 8.6917 | 23.9907 | 13.3943 | 9.6267 | 8.8003 | 24.093 | 13.2224 | 9.5032 | 8.2565 | 24.2052 | 13.0895 | 9.4077 | 7.9636 | 24.3328 | 12.9495 | 9.3071 | 7.6399 | 24.4579 | 12.8056 | 9.2037 | 7.2429 | 24.5875 | 12.6172 | 9.0682 | 6.6689 | 25.1361 | 11.8756 | 8.5352 | 5.0717 | 25.5134 | 11.3977 | 8.1918 | 4.4089 | 25.721 | 11.3552 | 8.1612 | 4.3263 | 25.816 | 11.5784 | 8.3216 | 4.7514 | 23.8085 | 13.7933 | 9.9135 | 9.5379 | 23.7815 | 13.7683 | 9.8956 | 9.3136 | 23.8394 | 13.7574 | 9.8877 | 9.3826 | 23.9353 | 13.5395 | 9.7311 | 8.7634 | 24.066 | 13.4552 | 9.6705 | 8.9165 | 24.2248 | 13.2635 | 9.5327 | 8.4282 | 24.4092 | 13.1059 | 9.4195 | 8.171 | 24.6004 | 12.9577 | 9.313 | 7.8967 | 24.8041 | 12.8091 | 9.2062 | 7.6323 | 25.045 | 12.6542 | 9.0948 | 7.2549 | 25.7527 | 11.745 | 8.4413 | 5.2806 | 26.3211 | 10.6643 | 7.6646 | 1.3328 | 26.5903 | 10.0946 | 7.2552 | -1.7517 | 26.706 | 9.5338 | 6.8521 | -3.5316 | 23.8085 | 13.7933 | 9.9135 | 9.5379 | 23.7696 | 13.6806 | 9.8325 | 9.3666 | 23.8595 | 13.6918 | 9.8406 | 9.3011 | 23.9591 | 13.4584 | 9.6728 | 8.6512 | 24.0872 | 13.2693 | 9.5369 | 8.8436 | 24.2328 | 12.9397 | 9.3 | 8.3954 | 24.4058 | 12.7194 | 9.1417 | 8.1958 | 24.5825 | 12.6071 | 9.0609 | 7.9961 | 24.7659 | 12.4666 | 8.96 | 7.6549 | 24.9964 | 12.1586 | 8.7386 | 6.5534 | 25.684 | 11.2385 | 8.0773 | 1.9561 | 26.0587 | 10.2301 | 7.3526 | -1.4626 | 26.1195 | 9.5594 | 6.8705 | -3.3864 | 25.9856 | 9.7681 | 7.0205 | -2.37
CRAGGS ROW & BUSHELL ST | RIBBLE | PENWORTHAM EAST / ROCHDALE | 353740 | 430080 | primary | best view | 33.3012 | 12.8803 | 9.396 | 10.428 | 33.2657 | 12.5825 | 9.1788 | 8.852 | 33.3313 | 12.5286 | 9.1394 | 8.8483 | 33.436 | 12.3891 | 9.0377 | 8.5292 | 33.533 | 12.2144 | 8.9103 | 8.0387 | 33.6287 | 12.0737 | 8.8076 | 7.7687 | 33.728 | 11.9383 | 8.7088 | 7.4639 | 33.8352 | 11.8652 | 8.6555 | 7.3899 | 33.9491 | 11.6339 | 8.4868 | 6.8538 | 34.0782 | 11.511 | 8.3971 | 6.5149 | 34.4666 | 10.9563 | 7.9925 | 5.314 | 34.6807 | 10.6186 | 7.7461 | 4.6621 | 34.7484 | 10.5187 | 7.6732 | 4.4715 | 34.7214 | 10.3645 | 7.5608 | 4.5438 | 33.3008 | 12.8803 | 9.396 | 10.428 | 33.2211 | 12.6844 | 9.2531 | 9.6827 | 33.2173 | 12.6389 | 9.2199 | 9.8966 | 33.2535 | 12.6064 | 9.1962 | 9.8317 | 33.2766 | 12.4955 | 9.1153 | 9.6264 | 33.309 | 12.3794 | 9.0306 | 9.5903 | 33.3366 | 12.3166 | 8.9848 | 9.4473 | 33.3944 | 12.2869 | 8.9631 | 9.4552 | 33.4824 | 12.158 | 8.8691 | 8.9916 | 33.5984 | 12.0655 | 8.8016 | 8.7004 | 33.6968 | 11.853 | 8.6466 | 8.0627 | 33.7143 | 11.6505 | 8.4989 | 7.4778 | 33.6736 | 11.4813 | 8.3754 | 7.0978 | 33.5916 | 11.4218 | 8.3321 | 7.0226 | 33.3012 | 12.8803 | 9.396 | 10.428 | 33.2657 | 12.5826 | 9.1789 | 8.852 | 33.3313 | 12.529 | 9.1397 | 8.8483 | 33.436 | 12.3692 | 9.0232 | 8.5292 | 33.533 | 12.2534 | 8.9387 | 8.0387 | 33.6287 | 12.0844 | 8.8154 | 7.7687 | 33.728 | 11.9544 | 8.7206 | 7.4639 | 33.8352 | 11.877 | 8.6641 | 7.3899 | 33.9491 | 11.6419 | 8.4926 | 6.8538 | 34.0701 | 11.5068 | 8.394 | 6.5437 | 34.4245 | 10.9839 | 8.0126 | 5.4441 | 34.6193 | 10.6572 | 7.7743 | 4.8309 | 34.6807 | 10.5599 | 7.7033 | 4.6394 | 34.6548 | 10.4076 | 7.5922 | 4.6947 | 33.3021 | 12.8803 | 9.396 | 10.428 | 33.2547 | 12.5928 | 9.1862 | 8.853 | 33.3121 | 12.5564 | 9.1597 | 8.867 | 33.4132 | 12.4009 | 9.0463 | 8.5603 | 33.5129 | 12.2616 | 8.9447 | 8.0782 | 33.6222 | 12.0817 | 8.8134 | 7.8117 | 33.7457 | 11.9101 | 8.6882 | 7.4909 | 33.886 | 11.7819 | 8.5947 | 7.3986 | 34.0408 | 11.5077 | 8.3947 | 6.8622 | 34.2164 | 11.3126 | 8.2524 | 6.5646 | 34.6874 | 10.4323 | 7.6103 | 5.0778 | 35.002 | 9.2628 | 6.7571 | 1.155 | 35.0648 | 8.4031 | 6.1299 | -2.1117 | 34.9958 | 7.7907 | 5.6832 | -3.9547 | 33.3021 | 12.8803 | 9.396 | 10.428 | 33.2311 | 12.5946 | 9.1876 | 8.9068 | 33.2839 | 12.4727 | 9.0986 | 8.8623 | 33.3665 | 12.2764 | 8.9555 | 8.5696 | 33.4437 | 12.0355 | 8.7797 | 8.1103 | 33.5235 | 11.6981 | 8.5336 | 7.8902 | 33.6174 | 11.5093 | 8.3958 | 7.623 | 33.7213 | 11.4448 | 8.3488 | 7.5965 | 33.8414 | 11.2526 | 8.2086 | 7.0865 | 34.0058 | 11.0297 | 8.046 | 6.3427 | 34.477 | 9.8156 | 7.1604 | 2.0118 | 34.6512 | 8.5995 | 6.2732 | -1.792 | 34.5662 | 8.0315 | 5.8589 | -3.9084 | 34.3084 | 8.0559 | 5.8767 | -2.7343
CROWN LANE | WESTHOUGHTON | KEARSLEY | 362706 | 410859 | primary | best view | 32.2741 | 9.9889 | 7.1792 | 9.6579 | 32.2687 | 9.7719 | 7.0233 | 8.3834 | 32.3628 | 9.134 | 6.5648 | 8.0172 | 32.5079 | 8.4012 | 6.0381 | 7.2732 | 32.6732 | 7.5993 | 5.4617 | 6.8413 | 32.8357 | 6.8662 | 4.9349 | 6.0248 | 33.0099 | 6.1695 | 4.4342 | 5.3999 | 33.2112 | 5.9628 | 4.2856 | 4.5987 | 33.4364 | 5.7366 | 4.123 | 3.9157 | 33.4318 | 5.5043 | 3.956 | 2.9341 | 27.7341 | 4.5662 | 3.2818 | -1.0252 | 36.5913 | 6.0245 | 4.3299 | -3.2763 | 37.8618 | 9.8028 | 7.0454 | -4.1388 | 38.7903 | 11.4416 | 8.2233 | -3.9777 | 32.2732 | 9.9889 | 7.1792 | 9.6579 | 32.2658 | 9.8709 | 7.0944 | 8.9771 | 32.3342 | 8.8547 | 6.3641 | 8.8459 | 32.4265 | 7.9039 | 5.6807 | 8.4675 | 32.525 | 7.0665 | 5.0788 | 8.4129 | 32.6468 | 6.1196 | 4.3983 | 7.938 | 32.8074 | 5.4562 | 3.9215 | 7.5569 | 32.4064 | 5.3355 | 3.8347 | 6.9865 | 31.836 | 5.2416 | 3.7672 | 6.4806 | 30.7141 | 5.0568 | 3.6345 | 5.6772 | 29.7483 | 4.8978 | 3.5202 | 3.9766 | 34.8789 | 5.9285 | 4.2609 | 2.6922 | 35.4998 | 9.0637 | 6.5143 | 1.7859 | 36.0056 | 10.835 | 7.7873 | 1.291 | 32.2741 | 9.9889 | 7.1792 | 9.6579 | 32.2677 | 9.7712 | 7.0228 | 8.3839 | 32.3667 | 9.1324 | 6.5636 | 8.0164 | 32.5112 | 8.4037 | 6.0399 | 7.2727 | 32.6757 | 7.6091 | 5.4688 | 6.8412 | 32.8394 | 6.859 | 4.9297 | 6.0233 | 33.0193 | 6.2127 | 4.4652 | 5.3953 | 33.2208 | 5.9843 | 4.301 | 4.5932 | 33.435 | 5.7426 | 4.1273 | 3.9159 | 33.5225 | 5.5192 | 3.9668 | 3.0117 | 28.1762 | 4.639 | 3.3341 | -0.5786 | 36.0146 | 6.1662 | 4.4318 | -2.4419 | 36.8687 | 9.9901 | 7.1801 | -3.116 | 37.5085 | 11.6542 | 8.3761 | -2.7375 | 32.2756 | 9.9889 | 7.1792 | 9.6579 | 32.2643 | 9.7424 | 7.0021 | 8.3681 | 32.3773 | 8.9866 | 6.4588 | 7.9779 | 32.5508 | 8.1591 | 5.8641 | 7.2533 | 32.7411 | 7.4098 | 5.3255 | 6.8398 | 32.9784 | 6.5993 | 4.743 | 6.0005 | 33.2674 | 5.793 | 4.1636 | 5.2957 | 33.6142 | 5.5576 | 3.9943 | 4.3959 | 32.3809 | 5.3313 | 3.8317 | 3.7405 | 30.62 | 5.0414 | 3.6233 | 2.9507 | 24.0306 | 3.9565 | 2.8436 | -1.7124 | 25.1138 | 4.1348 | 2.9718 | -9.4443 | 40.806 | 7.2547 | 5.2141 | -15.1115 | 41.5205 | 7.9291 | 5.6988 | -18.9305 | 32.2756 | 9.9889 | 7.1792 | 9.6579 | 32.2477 | 9.7802 | 7.0292 | 8.4368 | 32.4117 | 9.3243 | 6.7015 | 7.8658 | 32.5821 | 8.975 | 6.4505 | 7.1076 | 32.7703 | 8.5511 | 6.1459 | 6.7077 | 33.0188 | 7.9985 | 5.7487 | 5.933 | 33.3519 | 7.4894 | 5.3828 | 5.3004 | 33.7517 | 7.3348 | 5.2716 | 4.5275 | 34.2129 | 7.2296 | 5.196 | 3.8297 | 34.7936 | 6.9704 | 5.0098 | 1.9499 | 37.4227 | 10.975 | 7.8879 | -7.0213 | 39.3929 | 9.2007 | 6.6128 | -13.5883 | 40.3251 | 8.1668 | 5.8696 | -17.2464 | 40.4568 | 8.2425 | 5.9241 | -16.0982
CULCHETH | GOLBORNE | BOLD | 365430 | 395366 | primary | best view | 20.0472 | 20.0472 | 20.0472 | 9.867 | 20.0377 | 20.0377 | 20.0377 | 9.8561 | 20.0652 | 20.0652 | 20.0652 | 9.712 | 20.1081 | 20.1081 | 20.1081 | 9.4273 | 20.1562 | 20.1562 | 20.1562 | 9.4079 | 20.2091 | 20.2091 | 20.2091 | 9.1612 | 20.2667 | 20.2667 | 20.2667 | 8.8961 | 20.332 | 20.332 | 20.332 | 8.7282 | 20.4003 | 20.4003 | 20.4003 | 8.4597 | 20.4846 | 20.4846 | 20.4846 | 8.0555 | 20.8427 | 20.8427 | 20.8427 | 6.7527 | 21.1578 | 21.1578 | 21.0414 | 6.0456 | 21.3591 | 21.3591 | 20.7653 | 5.9134 | 21.5313 | 21.5313 | 20.6645 | 6.1603 | 20.0469 | 20.0469 | 20.0469 | 9.867 | 20.0329 | 20.0329 | 20.0329 | 9.9339 | 20.0462 | 20.0462 | 20.0462 | 9.8805 | 20.067 | 20.067 | 20.067 | 9.7427 | 20.0869 | 20.0869 | 20.0869 | 9.8667 | 20.1139 | 20.1139 | 20.1139 | 9.7597 | 20.154 | 20.154 | 20.154 | 9.5963 | 20.1968 | 20.1968 | 20.1968 | 9.4259 | 20.2497 | 20.2497 | 20.2497 | 9.2463 | 20.3125 | 20.3125 | 20.3125 | 8.9963 | 20.4421 | 20.4421 | 20.4421 | 8.4027 | 20.5659 | 20.5659 | 20.5659 | 7.9442 | 20.6833 | 20.6833 | 20.6833 | 7.6638 | 20.7806 | 20.7806 | 20.7806 | 7.5325 | 20.0472 | 20.0472 | 20.0472 | 9.867 | 20.0376 | 20.0376 | 20.0376 | 9.8562 | 20.065 | 20.065 | 20.065 | 9.7122 | 20.1078 | 20.1078 | 20.1078 | 9.4276 | 20.1558 | 20.1558 | 20.1558 | 9.4083 | 20.2093 | 20.2093 | 20.2093 | 9.1611 | 20.268 | 20.268 | 20.268 | 8.895 | 20.3335 | 20.3335 | 20.3335 | 8.7274 | 20.402 | 20.402 | 20.402 | 8.4586 | 20.4808 | 20.4808 | 20.4808 | 8.0814 | 20.7978 | 20.7978 | 20.7978 | 6.8748 | 21.0377 | 21.0377 | 21.0297 | 6.2281 | 21.2041 | 21.2041 | 20.7795 | 6.1026 | 21.3165 | 21.3165 | 20.6875 | 6.3628 | 20.0476 | 20.0476 | 20.0476 | 9.867 | 20.0336 | 20.0336 | 20.0336 | 9.8567 | 20.0604 | 20.0604 | 20.0604 | 9.701 | 20.107 | 20.107 | 20.107 | 9.4142 | 20.1644 | 20.1644 | 20.1644 | 9.3795 | 20.2359 | 20.2359 | 20.2359 | 9.0951 | 20.3207 | 20.3207 | 20.3207 | 8.7631 | 20.421 | 20.421 | 20.421 | 8.5172 | 20.5317 | 20.5317 | 20.5317 | 8.2777 | 20.6637 | 20.6637 | 20.6637 | 7.9352 | 21.1961 | 21.1961 | 20.7832 | 6.6931 | 21.6745 | 21.6745 | 20.4448 | 4.6309 | 21.9349 | 21.9349 | 20.1443 | 3.4189 | 22.0647 | 22.0647 | 19.822 | 2.3917 | 20.0476 | 20.0476 | 20.0476 | 9.867 | 20.0234 | 20.0234 | 20.0234 | 9.8804 | 20.0622 | 20.0622 | 20.0622 | 9.6787 | 20.1079 | 20.1079 | 20.1079 | 9.385 | 20.1617 | 20.1617 | 20.1617 | 9.3582 | 20.2286 | 20.2286 | 20.2286 | 9.0968 | 20.3121 | 20.3121 | 20.3121 | 8.7984 | 20.4091 | 20.4091 | 20.4091 | 8.6022 | 20.5154 | 20.5154 | 20.5154 | 8.4874 | 20.6544 | 20.6544 | 20.6544 | 7.9673 | 21.2124 | 21.2124 | 20.7954 | 5.7177 | 21.583 | 21.583 | 20.3097 | 4.1447 | 21.7033 | 21.7033 | 20.0255 | 3.3896 | 21.672 | 21.672 | 19.9839 | 3.6869
CUTACRE | KEARSLEY LOCAL | KEARSLEY | 369848 | 404515 | primary | best view | 25.3558 | 16.8704 | 12.1251 | 25.3558 | 25.3563 | 16.5695 | 11.9088 | 23.3366 | 25.3649 | 16.3686 | 11.7645 | 23.1292 | 25.3748 | 16.2358 | 11.669 | 23.1027 | 25.3868 | 16.115 | 11.5822 | 23.0953 | 25.3985 | 15.9357 | 11.4533 | 23.0817 | 25.411 | 15.711 | 11.2918 | 23.0755 | 25.4269 | 15.7579 | 11.3255 | 23.0614 | 25.4437 | 15.7368 | 11.3103 | 23.0394 | 25.4624 | 15.7248 | 11.3017 | 23.0286 | 25.6317 | 15.4293 | 11.0893 | 22.8513 | 25.8993 | 15.2705 | 10.9752 | 22.5414 | 26.1264 | 14.903 | 10.7111 | 22.2745 | 26.3401 | 14.6818 | 10.5521 | 21.9593 | 25.3558 | 16.8704 | 12.1251 | 25.3558 | 25.3558 | 16.7596 | 12.0454 | 24.4133 | 25.3615 | 16.7424 | 12.0331 | 24.3558 | 25.3668 | 16.7275 | 12.0224 | 24.3848 | 25.3727 | 16.7128 | 12.0118 | 24.433 | 25.3801 | 16.7258 | 12.0212 | 24.4753 | 25.39 | 16.7158 | 12.014 | 24.5104 | 25.4012 | 16.7043 | 12.0057 | 24.5317 | 25.4134 | 16.7245 | 12.0202 | 24.5384 | 25.4261 | 16.7515 | 12.0396 | 24.5449 | 25.5364 | 16.742 | 12.0328 | 24.4952 | 25.676 | 16.7561 | 12.0429 | 24.381 | 25.8465 | 16.7329 | 12.0263 | 24.225 | 26.0081 | 16.5949 | 11.9271 | 24.0821 | 25.3558 | 16.8704 | 12.1251 | 25.3558 | 25.3561 | 16.5715 | 11.9102 | 23.3369 | 25.3645 | 16.3695 | 11.7651 | 23.1297 | 25.3742 | 16.2376 | 11.6703 | 23.1034 | 25.386 | 16.117 | 11.5836 | 23.0962 | 25.3987 | 15.9408 | 11.457 | 23.0814 | 25.4135 | 15.7125 | 11.2929 | 23.0726 | 25.4298 | 15.7662 | 11.3315 | 23.0581 | 25.4471 | 15.725 | 11.3019 | 23.0356 | 25.4643 | 15.7245 | 11.3015 | 23.0259 | 25.5954 | 15.4612 | 11.1123 | 22.8913 | 25.742 | 15.3198 | 11.0107 | 22.7318 | 25.9098 | 14.9677 | 10.7575 | 22.5536 | 26.0669 | 14.7804 | 10.623 | 22.3907 | 25.3558 | 16.8704 | 12.1251 | 25.3558 | 25.3553 | 16.5532 | 11.8971 | 23.3454 | 25.3638 | 16.3407 | 11.7444 | 23.1451 | 25.3745 | 16.1229 | 11.5879 | 23.1218 | 25.3875 | 15.9957 | 11.4964 | 23.1163 | 25.4069 | 15.7809 | 11.342 | 23.0954 | 25.4322 | 15.5663 | 11.1878 | 23.0744 | 25.4635 | 15.5322 | 11.1633 | 23.0405 | 25.4993 | 15.5188 | 11.1537 | 22.992 | 25.5398 | 15.5134 | 11.1498 | 22.9484 | 25.9296 | 15.3428 | 11.0272 | 22.5142 | 26.3037 | 15.1388 | 10.8806 | 21.9655 | 26.5213 | 14.9755 | 10.7632 | 21.6444 | 26.6041 | 14.7513 | 10.602 | 21.5602 | 25.3558 | 16.8704 | 12.1251 | 25.3558 | 25.3586 | 16.5761 | 11.9135 | 23.3413 | 25.3768 | 16.4328 | 11.8106 | 23.134 | 25.3933 | 16.3012 | 11.716 | 23.1031 | 25.4118 | 16.071 | 11.5506 | 23.0907 | 25.442 | 15.8634 | 11.4013 | 23.0565 | 25.4846 | 15.6055 | 11.216 | 23.0152 | 25.5376 | 15.4869 | 11.1307 | 22.9558 | 25.6003 | 15.3811 | 11.0547 | 22.8767 | 25.673 | 15.3037 | 10.999 | 22.7964 | 26.1132 | 14.6829 | 10.5529 | 22.2517 | 26.4317 | 14.4291 | 10.3705 | 21.7527 | 26.5684 | 14.284 | 10.2662 | 21.5753 | 26.5885 | 14.2352 | 10.2311 | 21.6074
ASKAM & DALTON | ULVERSTON | HARKER / HUTTON | 323582 | 474255 | primary | best view | 31.7464 | 9.7123 | 6.9804 | 10.8534 | 31.7708 | 9.5481 | 6.8624 | 10.1106 | 31.887 | 9.4788 | 6.8126 | 9.9666 | 32.0651 | 9.2504 | 6.6484 | 9.3994 | 32.2298 | 9.09 | 6.5332 | 9.2174 | 32.3956 | 8.849 | 6.3599 | 8.6324 | 32.5689 | 8.6081 | 6.1868 | 8.0708 | 32.7567 | 8.4231 | 6.0539 | 7.7874 | 32.9545 | 8.2069 | 5.8985 | 7.2157 | 33.3394 | 7.9025 | 5.6797 | 6.2304 | 34.9383 | 6.7134 | 4.8251 | 3.1347 | 35.0793 | 5.7755 | 4.151 | 1.513 | 32.3312 | 5.3231 | 3.8258 | 0.93031 | 30.0033 | 4.9398 | 3.5503 | 1.7138 | 31.7462 | 9.7123 | 6.9804 | 10.8534 | 31.7439 | 9.5977 | 6.8981 | 10.3565 | 31.7999 | 9.5669 | 6.8759 | 10.3376 | 31.8209 | 9.4577 | 6.7974 | 10.083 | 31.845 | 9.4263 | 6.7748 | 10.1927 | 31.8842 | 9.3022 | 6.6857 | 9.8578 | 31.9438 | 9.1787 | 6.5969 | 9.4838 | 32.0215 | 9.1003 | 6.5406 | 9.3422 | 32.1164 | 8.9612 | 6.4406 | 8.8923 | 32.225 | 8.7966 | 6.3223 | 8.3113 | 32.6561 | 8.3824 | 6.0246 | 7.1207 | 33.4023 | 7.9039 | 5.6807 | 5.7263 | 33.6367 | 7.6519 | 5.4996 | 4.5708 | 33.601 | 7.5371 | 5.4171 | 3.9666 | 31.7464 | 9.7123 | 6.9804 | 10.8534 | 31.7708 | 9.5481 | 6.8624 | 10.1106 | 31.8869 | 9.4789 | 6.8127 | 9.9666 | 32.065 | 9.2573 | 6.6534 | 9.3995 | 32.2297 | 9.1015 | 6.5415 | 9.2174 | 32.3957 | 8.8612 | 6.3687 | 8.6324 | 32.5692 | 8.5154 | 6.1202 | 8.0706 | 32.7571 | 8.47 | 6.0876 | 7.7872 | 32.9549 | 8.237 | 5.9201 | 7.2155 | 33.327 | 7.922 | 5.6937 | 6.2843 | 34.8677 | 6.6928 | 4.8103 | 3.367 | 33.8215 | 5.5685 | 4.0022 | 1.7977 | 33.1905 | 5.4646 | 3.9275 | 1.1911 | 30.3675 | 4.9998 | 3.5934 | 1.931 | 31.7464 | 9.7123 | 6.9804 | 10.8534 | 31.8123 | 9.529 | 6.8487 | 10.0296 | 31.9934 | 9.4147 | 6.7665 | 9.8213 | 32.2399 | 9.1443 | 6.5722 | 9.2056 | 32.537 | 8.9387 | 6.4244 | 8.9248 | 32.8991 | 8.6279 | 6.201 | 8.1856 | 33.3464 | 8.3125 | 5.9743 | 7.3917 | 33.8498 | 8.0694 | 5.7997 | 6.8761 | 34.2301 | 7.7998 | 5.6059 | 6.1758 | 34.6495 | 7.4848 | 5.3795 | 5.3465 | 35.7319 | 6.0422 | 4.3427 | 1.8484 | 25.1228 | 4.1363 | 2.9728 | -4.4288 | 19.1938 | 3.1601 | 2.2712 | -8.5787 | 13.7348 | 2.2613 | 1.6253 | -11.339 | 31.7464 | 9.7123 | 6.9804 | 10.8534 | 31.7868 | 9.5501 | 6.8639 | 10.1273 | 31.9916 | 9.3958 | 6.7529 | 9.8259 | 32.2659 | 9.0806 | 6.5264 | 9.2066 | 32.6086 | 8.8099 | 6.3319 | 8.9144 | 33.0533 | 8.2367 | 5.9198 | 8.1624 | 33.4706 | 7.8233 | 5.6228 | 7.49 | 33.9219 | 7.5859 | 5.4522 | 7.1338 | 34.2773 | 7.321 | 5.2618 | 6.5065 | 34.7013 | 6.834 | 4.9117 | 4.7508 | 27.4408 | 4.5179 | 3.2471 | -2.6718 | 16.1636 | 2.6612 | 1.9127 | -7.9237 | 7.2132 | 1.1876 | 0.85355 | -10.5242 | 5.6836 | 0.93576 | 0.67255 | -9.0595
DEANSGATE | BLOOM ST | SOUTH MANCHESTER | 383463 | 398149 | primary | best view | 29.52 | 12.898 | 9.4089 | 16.1898 | 29.5217 | 12.7235 | 9.2817 | 15.3372 | 29.5515 | 12.6831 | 9.2522 | 15.1999 | 29.5937 | 12.558 | 9.1609 | 15.0114 | 29.6256 | 12.3391 | 9.0012 | 14.8954 | 29.6552 | 12.1471 | 8.8611 | 14.7583 | 29.6856 | 12.065 | 8.8013 | 14.6697 | 29.7167 | 11.9461 | 8.7145 | 14.5894 | 29.7484 | 11.5077 | 8.3947 | 11.9291 | 29.781 | 11.4384 | 8.3442 | 11.8589 | 29.8224 | 11.2596 | 8.2137 | 11.6076 | 29.8317 | 11.2269 | 8.1898 | 11.5723 | 29.8132 | 11.2302 | 8.1923 | 11.6617 | 29.7794 | 11.2475 | 8.2049 | 11.8202 | 29.52 | 12.898 | 9.4089 | 16.1898 | 29.5115 | 12.8359 | 9.3636 | 15.9206 | 29.5274 | 12.8323 | 9.361 | 16.0219 | 29.5594 | 12.7899 | 9.3301 | 16.0364 | 29.5869 | 12.686 | 9.2542 | 16.1146 | 29.6203 | 12.5567 | 9.1599 | 16.1549 | 29.6708 | 12.5346 | 9.1438 | 16.1709 | 29.7389 | 12.5039 | 9.1214 | 16.1328 | 29.8255 | 12.2501 | 8.9363 | 14.7222 | 29.9017 | 12.1984 | 8.8986 | 14.5751 | 29.8805 | 12.1191 | 8.8407 | 14.6271 | 29.8425 | 12.147 | 8.861 | 14.7859 | 29.7921 | 12.1055 | 8.8308 | 14.999 | 29.7331 | 12.0954 | 8.8234 | 15.2257 | 29.52 | 12.898 | 9.4089 | 16.1898 | 29.5217 | 12.7249 | 9.2826 | 15.3372 | 29.5515 | 12.6772 | 9.2479 | 15.1999 | 29.5937 | 12.5578 | 9.1607 | 15.0114 | 29.6256 | 12.3423 | 9.0035 | 14.8954 | 29.6552 | 12.1444 | 8.8592 | 14.7583 | 29.6856 | 12.0701 | 8.805 | 14.6697 | 29.7167 | 11.9737 | 8.7347 | 14.5894 | 29.7484 | 11.4999 | 8.389 | 11.9291 | 29.7804 | 11.4293 | 8.3375 | 11.8618 | 29.8191 | 11.2517 | 8.208 | 11.6212 | 29.8269 | 11.2283 | 8.1909 | 11.59 | 29.8101 | 11.2336 | 8.1948 | 11.6795 | 29.7765 | 11.2523 | 8.2084 | 11.8364 | 29.52 | 12.898 | 9.4089 | 16.1898 | 29.5174 | 12.739 | 9.2929 | 15.3544 | 29.543 | 12.6846 | 9.2533 | 15.2423 | 29.581 | 12.4463 | 9.0794 | 15.0805 | 29.6091 | 12.1226 | 8.8433 | 14.9894 | 29.6351 | 11.8056 | 8.612 | 14.8809 | 29.6631 | 11.7047 | 8.5384 | 14.8186 | 29.6922 | 11.6097 | 8.4691 | 14.7652 | 29.7223 | 11.1081 | 8.1032 | 12.1332 | 29.7531 | 11.0233 | 8.0413 | 12.0975 | 29.7718 | 10.6322 | 7.756 | 11.9361 | 29.7451 | 10.3039 | 7.5166 | 11.5812 | 29.6933 | 10.0821 | 7.3548 | 11.3711 | 29.6259 | 9.916 | 7.2336 | 11.3307 | 29.52 | 12.898 | 9.4089 | 16.1898 | 29.507 | 12.7303 | 9.2866 | 15.3713 | 29.5235 | 12.6284 | 9.2122 | 15.2661 | 29.549 | 12.2996 | 8.9724 | 15.1196 | 29.5634 | 12.0104 | 8.7614 | 15.0467 | 29.5746 | 12.0083 | 8.7599 | 14.9539 | 29.5869 | 11.9061 | 8.6853 | 14.9163 | 29.5988 | 11.8358 | 8.6341 | 14.8913 | 29.6103 | 11.3537 | 8.2824 | 12.2916 | 29.6211 | 11.2505 | 8.2071 | 12.1745 | 29.6219 | 10.7574 | 7.8474 | 11.5897 | 29.589 | 10.3587 | 7.5565 | 11.251 | 29.5327 | 10.3572 | 7.5554 | 11.1599 | 29.461 | 10.3897 | 7.5792 | 11.5506
DENTON EAST | DROYLSDEN | STALYBRIDGE | 392394 | 395626 | primary | best view | 30.7408 | 15.5687 | 11.3572 | 14.8591 | 30.7377 | 15.519 | 11.3209 | 14.6961 | 30.7942 | 15.4401 | 11.2633 | 14.6007 | 30.8769 | 15.3199 | 11.1756 | 14.3317 | 30.9601 | 15.2591 | 11.1313 | 13.9962 | 31.0532 | 15.1479 | 11.0502 | 13.6071 | 31.1532 | 15.0311 | 10.965 | 13.2013 | 31.2648 | 14.9224 | 10.8857 | 12.8919 | 31.3859 | 14.763 | 10.7694 | 12.3621 | 31.527 | 14.6366 | 10.6772 | 11.8582 | 32.0438 | 13.9432 | 10.1713 | 9.8577 | 32.4053 | 13.4666 | 9.8237 | 8.8238 | 32.6166 | 13.1713 | 9.6083 | 8.573 | 32.7452 | 12.9035 | 9.4129 | 8.752 | 30.7405 | 15.5687 | 11.3572 | 14.8591 | 30.749 | 15.5266 | 11.3264 | 14.6798 | 30.8016 | 15.3457 | 11.1945 | 14.6301 | 30.8655 | 15.1628 | 11.061 | 14.4802 | 30.9344 | 15.1086 | 11.0215 | 14.2952 | 30.9803 | 14.9614 | 10.9142 | 14.0218 | 31.0408 | 14.8056 | 10.8005 | 13.6868 | 31.1152 | 14.7487 | 10.759 | 13.4292 | 31.2033 | 14.6413 | 10.6806 | 12.9353 | 31.3036 | 14.5458 | 10.611 | 12.5571 | 31.5076 | 14.2565 | 10.3999 | 11.4228 | 31.6667 | 13.9639 | 10.1865 | 10.4875 | 31.7684 | 14.033 | 10.2368 | 9.9488 | 31.8368 | 14.1603 | 10.3297 | 9.5898 | 30.7408 | 15.5687 | 11.3572 | 14.8591 | 30.7377 | 15.5192 | 11.321 | 14.6961 | 30.7942 | 15.4408 | 11.2638 | 14.6007 | 30.8769 | 15.3152 | 11.1723 | 14.3317 | 30.9601 | 15.26 | 11.1319 | 13.9962 | 31.0532 | 15.1486 | 11.0507 | 13.6071 | 31.1532 | 15.0326 | 10.9661 | 13.2013 | 31.2648 | 14.9262 | 10.8884 | 12.8919 | 31.3859 | 14.7618 | 10.7685 | 12.3621 | 31.517 | 14.6435 | 10.6822 | 11.9042 | 31.9913 | 13.9815 | 10.1993 | 10.0524 | 32.3278 | 13.5093 | 9.8548 | 9.057 | 32.5302 | 13.2161 | 9.641 | 8.7841 | 32.6594 | 12.9156 | 9.4218 | 8.9218 | 30.7416 | 15.5687 | 11.3572 | 14.8591 | 30.7371 | 15.4972 | 11.305 | 14.6864 | 30.8055 | 15.4448 | 11.2667 | 14.5932 | 30.896 | 15.3355 | 11.1871 | 14.3311 | 31.0049 | 15.1742 | 11.0694 | 14.0206 | 31.1342 | 15.0009 | 10.943 | 13.652 | 31.2824 | 14.8267 | 10.8159 | 13.2433 | 31.4542 | 14.6473 | 10.685 | 12.8125 | 31.6434 | 14.4692 | 10.5551 | 12.3848 | 31.8647 | 14.2686 | 10.4087 | 11.9059 | 32.6009 | 13.1056 | 9.5604 | 9.1841 | 33.2282 | 11.4786 | 8.3735 | 3.4594 | 33.6021 | 10.2981 | 7.5123 | -0.99657 | 33.8316 | 9.4698 | 6.9081 | -4.1533 | 30.7416 | 15.5687 | 11.3572 | 14.8591 | 30.7125 | 15.5328 | 11.3309 | 14.766 | 30.7912 | 15.3914 | 11.2278 | 14.606 | 30.8641 | 15.359 | 11.2042 | 14.3609 | 30.9583 | 15.2483 | 11.1234 | 14.0754 | 31.0644 | 15.077 | 10.9985 | 13.7658 | 31.1893 | 14.9374 | 10.8966 | 13.4163 | 31.3295 | 14.7986 | 10.7954 | 13.0391 | 31.4908 | 14.6321 | 10.6739 | 12.5504 | 31.7145 | 14.2949 | 10.428 | 11.132 | 32.4878 | 12.6519 | 9.2294 | 4.6735 | 32.9376 | 11.1955 | 8.167 | -0.47071 | 33.1044 | 10.4988 | 7.6587 | -3.4367 | 33.0404 | 10.3285 | 7.5345 | -2.6901
DENTON WEST | DROYLSDEN | STALYBRIDGE | 390380 | 395565 | primary | best view | 31.4358 | 11.8269 | 8.6275 | 14.0567 | 31.4143 | 11.7756 | 8.5901 | 13.8552 | 31.448 | 11.7863 | 8.598 | 13.6126 | 31.5152 | 11.8034 | 8.6104 | 13.2624 | 31.5921 | 11.7902 | 8.6008 | 13.0855 | 31.6764 | 11.7089 | 8.5415 | 12.6758 | 32.0587 | 11.5748 | 8.4436 | 12.0052 | 32.1489 | 11.4864 | 8.3792 | 11.6576 | 32.2485 | 11.3604 | 8.2872 | 11.2708 | 32.3655 | 11.2292 | 8.1916 | 10.7188 | 32.8891 | 10.7017 | 7.8068 | 8.9684 | 33.3482 | 10.3421 | 7.5444 | 8.0111 | 33.637 | 10.0938 | 7.3633 | 7.7426 | 33.916 | 9.8404 | 7.1785 | 7.7961 | 31.4354 | 11.8269 | 8.6275 | 14.0567 | 31.4118 | 11.7974 | 8.606 | 13.9734 | 31.4277 | 11.7212 | 8.5504 | 13.8125 | 31.467 | 11.6355 | 8.4879 | 13.6035 | 31.5037 | 11.5537 | 8.4283 | 13.5802 | 31.5459 | 11.4106 | 8.3238 | 13.3091 | 31.6055 | 11.2658 | 8.2183 | 13.0232 | 31.6816 | 11.2075 | 8.1757 | 12.7379 | 31.7737 | 11.1353 | 8.1231 | 12.3945 | 31.8806 | 11.0452 | 8.0573 | 11.9496 | 32.1078 | 10.7906 | 7.8716 | 10.7751 | 32.3053 | 10.5592 | 7.7028 | 9.9421 | 32.4741 | 10.6253 | 7.751 | 9.452 | 32.6128 | 10.8279 | 7.8988 | 9.1367 | 31.4358 | 11.8269 | 8.6275 | 14.0567 | 31.4141 | 11.7722 | 8.5876 | 13.8552 | 31.4477 | 11.7834 | 8.5958 | 13.6127 | 31.5148 | 11.801 | 8.6087 | 13.2626 | 31.5916 | 11.7875 | 8.5988 | 13.0858 | 31.6766 | 11.7049 | 8.5385 | 12.6758 | 32.0602 | 11.5655 | 8.4369 | 12.0044 | 32.1507 | 11.4719 | 8.3686 | 11.6566 | 32.2506 | 11.351 | 8.2804 | 11.2697 | 32.3585 | 11.2323 | 8.1938 | 10.7568 | 32.8239 | 10.7345 | 7.8307 | 9.1419 | 33.1948 | 10.3911 | 7.5802 | 8.2545 | 33.443 | 10.1394 | 7.3966 | 7.9863 | 33.6568 | 9.9038 | 7.2247 | 8.0424 | 31.4363 | 11.8269 | 8.6275 | 14.0567 | 31.4086 | 11.7551 | 8.5752 | 13.8601 | 31.4442 | 11.7102 | 8.5424 | 13.6306 | 31.5225 | 11.5848 | 8.451 | 13.288 | 31.6206 | 11.4733 | 8.3696 | 13.1498 | 31.7372 | 11.3175 | 8.256 | 12.7746 | 32.1339 | 11.121 | 8.1126 | 12.1483 | 32.2685 | 10.9814 | 8.0108 | 11.8298 | 32.4222 | 10.8367 | 7.9052 | 11.5162 | 32.6121 | 10.6645 | 7.7796 | 11.1096 | 33.3966 | 9.648 | 7.0381 | 8.7452 | 34.1826 | 8.236 | 6.0081 | 3.7677 | 34.6223 | 7.2021 | 5.2539 | 0.011434 | 34.8608 | 6.5178 | 4.7546 | -2.3323 | 31.4363 | 11.8269 | 8.6275 | 14.0567 | 31.3881 | 11.8089 | 8.6144 | 13.9278 | 31.4359 | 11.8939 | 8.6764 | 13.6371 | 31.5093 | 11.8878 | 8.672 | 13.3078 | 31.5989 | 11.8347 | 8.6332 | 13.1879 | 31.6971 | 11.7091 | 8.5417 | 12.8681 | 32.0861 | 11.4956 | 8.3859 | 12.3016 | 32.2098 | 11.4574 | 8.358 | 12.0545 | 32.3625 | 11.3403 | 8.2726 | 11.643 | 32.5833 | 11.0434 | 8.056 | 10.3783 | 33.452 | 9.7001 | 7.0761 | 4.7804 | 34.0679 | 8.4426 | 6.1588 | 0.35085 | 34.3005 | 7.8336 | 5.7145 | -2.0636 | 34.2055 | 7.7841 | 5.6784 | -1.0985
DICKINSON ST | BLOOM ST | SOUTH MANCHESTER | 384109 | 397722 | primary | best view | 37.36 | 13.3629 | 9.7481 | 11.234 | 37.3304 | 13.2779 | 9.6861 | 10.9333 | 37.3766 | 13.2281 | 9.6497 | 10.9093 | 37.461 | 13.1128 | 9.5656 | 10.6124 | 37.5155 | 12.9073 | 9.4157 | 10.4176 | 37.5615 | 12.6899 | 9.2571 | 10.1959 | 37.6066 | 12.6062 | 9.1961 | 9.9699 | 37.6516 | 12.5288 | 9.1396 | 9.8507 | 37.6976 | 12.3767 | 9.0286 | 9.6922 | 37.7522 | 12.3423 | 9.0036 | 9.5629 | 37.946 | 12.0629 | 8.7997 | 9.0163 | 38.0475 | 12.0124 | 8.7629 | 8.7998 | 38.066 | 11.9887 | 8.7456 | 8.8553 | 38.0065 | 11.9924 | 8.7483 | 9.1035 | 35.2322 | 13.3629 | 9.7481 | 11.234 | 35.2483 | 13.363 | 9.7481 | 11.3587 | 35.3181 | 13.4013 | 9.7761 | 11.7177 | 35.4293 | 13.3568 | 9.7436 | 11.818 | 35.5461 | 13.29 | 9.6949 | 12.0149 | 35.6845 | 13.1962 | 9.6264 | 12.1588 | 35.8527 | 13.1791 | 9.614 | 12.1973 | 36.052 | 13.1621 | 9.6016 | 12.2377 | 36.2846 | 13.1129 | 9.5657 | 12.1504 | 36.4263 | 13.0641 | 9.5301 | 12.0253 | 36.4283 | 12.9932 | 9.4783 | 12.0253 | 36.4001 | 12.9419 | 9.441 | 12.1488 | 36.3456 | 12.8973 | 9.4084 | 12.3987 | 36.2742 | 12.9685 | 9.4603 | 12.697 | 35.23 | 13.3629 | 9.7481 | 11.234 | 35.2265 | 13.2784 | 9.6864 | 10.9333 | 35.2864 | 13.2294 | 9.6507 | 10.9093 | 35.385 | 13.1122 | 9.5652 | 10.6124 | 35.4827 | 12.909 | 9.4169 | 10.4176 | 35.5825 | 12.6887 | 9.2562 | 10.1959 | 35.683 | 12.6065 | 9.1962 | 9.9699 | 35.7877 | 12.5356 | 9.1445 | 9.8507 | 35.8942 | 12.4082 | 9.0516 | 9.6922 | 36.0037 | 12.3402 | 9.002 | 9.5688 | 36.2545 | 12.0569 | 8.7953 | 9.0431 | 36.3819 | 12.0181 | 8.7671 | 8.8347 | 36.4219 | 11.9971 | 8.7517 | 8.8903 | 36.4051 | 12.0018 | 8.7551 | 9.1353 | 35.2299 | 13.3629 | 9.7481 | 11.234 | 35.2232 | 13.2868 | 9.6926 | 10.9622 | 35.2755 | 13.2487 | 9.6648 | 10.9833 | 35.3699 | 13.0073 | 9.4886 | 10.7279 | 35.4645 | 12.6851 | 9.2536 | 10.565 | 35.5604 | 12.3751 | 9.0275 | 10.3745 | 35.6581 | 12.2547 | 8.9397 | 10.1687 | 35.7594 | 12.1577 | 8.8689 | 10.0674 | 35.861 | 12.0315 | 8.7768 | 9.9338 | 35.9678 | 11.9253 | 8.6993 | 9.8491 | 36.228 | 11.4792 | 8.3739 | 9.3841 | 36.4056 | 11.0163 | 8.0362 | 8.3082 | 36.2948 | 10.6973 | 7.8036 | 7.6831 | 36.1461 | 10.4846 | 7.6484 | 7.4257 | 35.2299 | 13.3629 | 9.7481 | 11.234 | 35.1971 | 13.2877 | 9.6932 | 10.9858 | 35.2506 | 13.2046 | 9.6326 | 11.0035 | 35.323 | 12.8701 | 9.3886 | 10.7632 | 35.3895 | 12.4877 | 9.1096 | 10.615 | 35.4506 | 12.5557 | 9.1592 | 10.4465 | 35.5127 | 12.4441 | 9.0778 | 10.2682 | 35.5724 | 12.3714 | 9.0247 | 10.1984 | 35.629 | 12.2745 | 8.954 | 10.1039 | 35.7312 | 12.1488 | 8.8624 | 9.8021 | 36.1169 | 11.5466 | 8.4231 | 8.3439 | 36.229 | 11.0405 | 8.0539 | 7.3333 | 36.1022 | 10.9778 | 8.0081 | 6.9982 | 35.929 | 11.0458 | 8.0577 | 7.7583
DIDSBURY | WEST DIDSBURY | SOUTH MANCHESTER | 384792 | 391153 | primary | best view | 31.6661 | 13.3841 | 9.7635 | 13.075 | 31.6374 | 13.3674 | 9.7513 | 13.07 | 31.6781 | 13.2793 | 9.6871 | 12.7009 | 31.764 | 13.1985 | 9.6281 | 12.301 | 31.8641 | 13.0749 | 9.5379 | 11.7894 | 31.9743 | 12.9302 | 9.4324 | 11.2647 | 32.091 | 12.753 | 9.3031 | 10.6857 | 32.2202 | 12.617 | 9.204 | 10.1711 | 32.3587 | 12.4474 | 9.0802 | 9.641 | 32.5186 | 12.2596 | 8.9432 | 8.9863 | 33.097 | 11.5593 | 8.4324 | 6.7142 | 33.4926 | 11.1086 | 8.1035 | 5.7267 | 33.7157 | 10.789 | 7.8704 | 5.6328 | 33.8391 | 10.6247 | 7.7506 | 5.8637 | 31.6655 | 13.3841 | 9.7635 | 13.075 | 31.6513 | 13.3724 | 9.755 | 13.0826 | 31.6868 | 13.2617 | 9.6742 | 12.8076 | 31.7582 | 13.2686 | 9.6793 | 12.5983 | 31.8382 | 13.2099 | 9.6364 | 12.3097 | 31.9367 | 13.1207 | 9.5713 | 11.9482 | 32.0373 | 13.0307 | 9.5057 | 11.4755 | 32.1234 | 12.9433 | 9.442 | 11.0471 | 32.2263 | 12.8412 | 9.3675 | 10.5711 | 32.345 | 12.7203 | 9.2793 | 10.0284 | 32.5903 | 12.3662 | 9.021 | 8.423 | 32.7508 | 12.1032 | 8.8291 | 7.4785 | 32.8314 | 11.9027 | 8.6828 | 7.0482 | 32.8779 | 11.7816 | 8.5945 | 6.7804 | 31.6661 | 13.3841 | 9.7635 | 13.075 | 31.6374 | 13.3695 | 9.7529 | 13.07 | 31.6781 | 13.2852 | 9.6914 | 12.7009 | 31.764 | 13.2186 | 9.6428 | 12.301 | 31.8641 | 13.0874 | 9.5471 | 11.7894 | 31.9743 | 12.9499 | 9.4467 | 11.2647 | 32.091 | 12.7701 | 9.3156 | 10.6857 | 32.2202 | 12.6346 | 9.2167 | 10.1711 | 32.3587 | 12.4752 | 9.1005 | 9.641 | 32.5067 | 12.2971 | 8.9706 | 9.0452 | 33.0362 | 11.6241 | 8.4796 | 6.9585 | 33.4031 | 11.188 | 8.1615 | 6.0174 | 33.6156 | 10.8607 | 7.9228 | 5.9033 | 33.7392 | 10.6905 | 7.7986 | 6.1028 | 31.6673 | 13.3841 | 9.7635 | 13.075 | 31.6325 | 13.3477 | 9.737 | 13.0694 | 31.6778 | 13.2442 | 9.6615 | 12.7102 | 31.7806 | 13.0288 | 9.5044 | 12.3184 | 31.9097 | 12.7392 | 9.2931 | 11.8447 | 32.0602 | 12.4624 | 9.0912 | 11.3575 | 32.2283 | 12.2606 | 8.9439 | 10.8117 | 32.4217 | 12.0734 | 8.8074 | 10.3373 | 32.6336 | 11.8448 | 8.6406 | 9.9016 | 32.8824 | 11.6409 | 8.4919 | 9.4176 | 33.6639 | 10.6779 | 7.7894 | 6.7002 | 34.2792 | 9.2795 | 6.7693 | 1.6959 | 34.5582 | 8.1709 | 5.9605 | -2.011 | 34.6858 | 7.3756 | 5.3804 | -4.6389 | 31.6673 | 13.3841 | 9.7635 | 13.075 | 31.607 | 13.385 | 9.7642 | 13.1268 | 31.6746 | 13.2854 | 9.6915 | 12.5859 | 31.7676 | 13.1799 | 9.6146 | 12.1964 | 31.8791 | 12.9416 | 9.4407 | 11.772 | 32.0028 | 12.7063 | 9.2691 | 11.3684 | 32.1461 | 12.4762 | 9.1012 | 10.8984 | 32.3043 | 12.3144 | 8.9832 | 10.5228 | 32.4818 | 12.1117 | 8.8353 | 10.0779 | 32.719 | 11.774 | 8.589 | 8.788 | 33.4856 | 10.2639 | 7.4874 | 2.8074 | 33.903 | 8.9288 | 6.5134 | -1.6678 | 33.9646 | 8.3506 | 6.0917 | -4.1551 | 33.8103 | 8.3136 | 6.0647 | -3.2734
DODGSON RD | PRESTON EAST | PENWORTHAM EAST / ROCHDALE | 355190 | 430397 | primary | best view | 29.4431 | 11.5229 | 8.4058 | 19.8517 | 29.4424 | 11.464 | 8.3628 | 19.7127 | 29.4731 | 11.4584 | 8.3588 | 19.6986 | 29.5327 | 11.3655 | 8.291 | 19.4478 | 29.6004 | 11.255 | 8.2104 | 19.3696 | 29.6764 | 11.1293 | 8.1187 | 19.1124 | 29.7622 | 11.0448 | 8.057 | 18.9242 | 29.8598 | 10.9676 | 8.0007 | 18.7593 | 29.9883 | 10.8651 | 7.9259 | 18.4989 | 30.1144 | 10.7438 | 7.8374 | 18.1729 | 30.6578 | 10.3307 | 7.5361 | 16.95 | 31.2231 | 10.0769 | 7.351 | 16.0355 | 31.5726 | 10.3107 | 7.5215 | 15.3135 | 31.824 | 10.4139 | 7.5968 | 14.8379 | 29.4429 | 11.5229 | 8.4058 | 19.8517 | 29.4443 | 11.4703 | 8.3674 | 19.7299 | 29.4785 | 11.3021 | 8.2447 | 19.6943 | 29.5296 | 11.0877 | 8.0883 | 19.4752 | 29.5868 | 10.8798 | 7.9367 | 19.4438 | 29.6568 | 10.6728 | 7.7857 | 19.2043 | 29.7359 | 10.5122 | 7.6685 | 19.0209 | 29.8185 | 10.459 | 7.6297 | 18.8691 | 29.9167 | 10.3849 | 7.5757 | 18.597 | 30.0441 | 10.2951 | 7.5102 | 18.2749 | 30.4634 | 10.0904 | 7.3608 | 17.5018 | 30.7919 | 9.9569 | 7.2634 | 16.8695 | 31.0004 | 10.2975 | 7.5119 | 16.4442 | 31.1523 | 10.5729 | 7.7128 | 16.2017 | 29.4431 | 11.5229 | 8.4058 | 19.8517 | 29.4416 | 11.4634 | 8.3624 | 19.7128 | 29.4804 | 11.4582 | 8.3586 | 19.6973 | 29.5399 | 11.3479 | 8.2781 | 19.4481 | 29.607 | 11.2706 | 8.2217 | 19.3671 | 29.6825 | 11.1362 | 8.1237 | 19.11 | 29.7681 | 11.0566 | 8.0656 | 18.9216 | 29.864 | 10.9776 | 8.008 | 18.7573 | 29.9686 | 10.8719 | 7.9309 | 18.5061 | 30.0969 | 10.7503 | 7.8422 | 18.2034 | 30.5808 | 10.3575 | 7.5557 | 17.0894 | 30.9941 | 10.1318 | 7.391 | 16.3348 | 31.2532 | 10.4326 | 7.6104 | 15.9747 | 31.414 | 10.6052 | 7.7363 | 15.8671 | 29.4433 | 11.5229 | 8.4058 | 19.8517 | 29.4422 | 11.4587 | 8.359 | 19.7027 | 29.483 | 11.4228 | 8.3328 | 19.6719 | 29.5489 | 11.3873 | 8.3069 | 19.4125 | 29.627 | 11.3269 | 8.2628 | 19.3181 | 29.7305 | 11.1909 | 8.1636 | 19.0445 | 29.8593 | 11.0681 | 8.074 | 18.826 | 30.0039 | 10.9567 | 7.9927 | 18.6224 | 30.1261 | 10.8205 | 7.8934 | 18.354 | 30.2747 | 10.6769 | 7.7887 | 18.047 | 31.1128 | 9.8071 | 7.1542 | 16.0985 | 32.112 | 8.7038 | 6.3493 | 11.8904 | 32.8242 | 8.2829 | 6.0423 | 8.4061 | 33.2152 | 7.9019 | 5.7643 | 6.345 | 29.4433 | 11.5229 | 8.4058 | 19.8517 | 29.4286 | 11.4694 | 8.3668 | 19.7437 | 29.4723 | 11.4111 | 8.3242 | 19.706 | 29.532 | 11.246 | 8.2038 | 19.4569 | 29.6019 | 11.1233 | 8.1143 | 19.4008 | 29.7068 | 10.9098 | 7.9586 | 19.1683 | 29.8638 | 10.7385 | 7.8336 | 18.9728 | 29.9897 | 10.6375 | 7.7599 | 18.7895 | 30.1412 | 10.5037 | 7.6623 | 18.4316 | 30.3743 | 10.2505 | 7.4776 | 17.467 | 31.3668 | 9.7952 | 7.1454 | 13.1051 | 32.2402 | 8.7923 | 6.4139 | 9.4378 | 32.7546 | 8.4752 | 6.1826 | 7.1273 | 32.8418 | 8.3813 | 6.114 | 7.1976
DOUGLAS ST | RIBBLE | PENWORTHAM EAST / ROCHDALE | 352220 | 429932 | primary | best view | 27.865 | 7.9638 | 5.8095 | 16.4367 | 27.8411 | 7.7355 | 5.643 | 16.2338 | 27.8772 | 7.5455 | 5.5043 | 16.0184 | 27.9433 | 7.488 | 5.4624 | 15.6875 | 28.0041 | 7.5673 | 5.5202 | 15.5976 | 28.0641 | 7.6216 | 5.5599 | 15.4953 | 28.1286 | 7.5309 | 5.4937 | 15.245 | 28.2029 | 7.4233 | 5.4152 | 15.023 | 28.2828 | 7.2803 | 5.3109 | 14.872 | 28.3734 | 7.1208 | 5.1945 | 14.485 | 28.8339 | 6.6689 | 4.8649 | 13.3403 | 29.38 | 6.4938 | 4.7372 | 12.6313 | 29.7811 | 7.3986 | 5.3972 | 12.1598 | 30.2048 | 7.5074 | 5.4766 | 11.975 | 27.8646 | 7.9638 | 5.8095 | 16.4367 | 27.817 | 7.7121 | 5.6259 | 16.4901 | 27.8156 | 7.9059 | 5.7672 | 16.4204 | 27.8417 | 7.9122 | 5.7718 | 16.2616 | 27.8606 | 7.9288 | 5.784 | 16.3447 | 27.8746 | 7.8602 | 5.7339 | 16.3192 | 27.9115 | 7.8061 | 5.6945 | 16.2128 | 27.9689 | 7.7434 | 5.6487 | 16.0885 | 28.0405 | 7.6321 | 5.5675 | 15.8469 | 28.1079 | 7.5442 | 5.5034 | 15.5572 | 28.3001 | 7.3103 | 5.3328 | 15.0107 | 28.5213 | 7.1065 | 5.1841 | 14.61 | 28.7757 | 7.7291 | 5.6382 | 14.2863 | 28.9988 | 8.3994 | 6.1272 | 14.143 | 27.865 | 7.9638 | 5.8095 | 16.4367 | 27.8408 | 7.7354 | 5.6429 | 16.2341 | 27.8765 | 7.5457 | 5.5045 | 16.019 | 27.9423 | 7.4871 | 5.4617 | 15.6883 | 28.0027 | 7.5665 | 5.5197 | 15.5987 | 28.0645 | 7.6182 | 5.5574 | 15.495 | 28.1329 | 7.5255 | 5.4898 | 15.2416 | 28.2079 | 7.3959 | 5.3952 | 15.019 | 28.2885 | 7.2771 | 5.3085 | 14.8675 | 28.3737 | 7.1446 | 5.2118 | 14.5029 | 28.7549 | 6.7039 | 4.8904 | 13.4829 | 29.1019 | 6.5619 | 4.7868 | 12.9644 | 29.4049 | 7.485 | 5.4602 | 12.5751 | 29.6452 | 7.6207 | 5.5592 | 12.5334 | 27.8654 | 7.9638 | 5.8095 | 16.4367 | 27.8324 | 7.8405 | 5.7195 | 16.2364 | 27.863 | 7.735 | 5.6425 | 16.033 | 27.9315 | 7.6206 | 5.5591 | 15.7088 | 28.0001 | 7.5211 | 5.4866 | 15.6232 | 28.083 | 7.2528 | 5.2908 | 15.5135 | 28.184 | 7.0306 | 5.1288 | 15.2194 | 28.3049 | 6.8113 | 4.9687 | 14.9579 | 28.4432 | 6.4529 | 4.7073 | 14.7735 | 28.6063 | 6.1011 | 4.4507 | 14.3681 | 29.455 | 5.5415 | 4.0424 | 12.6187 | 29.2386 | 4.7428 | 3.4598 | 9.9065 | 30.8482 | 5.2435 | 3.8251 | 7.7831 | 30.5902 | 4.962 | 3.6197 | 6.665 | 27.8654 | 7.9638 | 5.8095 | 16.4367 | 27.8231 | 7.7396 | 5.6459 | 16.2591 | 27.866 | 7.5985 | 5.543 | 16.0085 | 27.9311 | 7.7009 | 5.6177 | 15.682 | 27.994 | 7.5399 | 5.5002 | 15.5827 | 28.0783 | 7.3152 | 5.3364 | 15.4542 | 28.1909 | 7.1366 | 5.2061 | 15.1508 | 28.3274 | 7.0382 | 5.1342 | 14.8919 | 28.4896 | 6.8817 | 5.0201 | 14.6646 | 28.6911 | 6.6658 | 4.8626 | 13.8515 | 29.646 | 6.7596 | 4.9311 | 10.6098 | 30.4046 | 5.9602 | 4.3479 | 8.2334 | 30.6608 | 5.875 | 4.2858 | 6.8726 | 30.5896 | 5.8347 | 4.2563 | 7.4366
DROYLSDEN EAST | DROYLSDEN | STALYBRIDGE | 390532 | 398053 | primary | best view | 31.3902 | 6.6704 | 4.8659 | 13.1288 | 31.3753 | 6.6073 | 4.8199 | 12.9086 | 31.417 | 6.5319 | 4.7649 | 12.7468 | 31.4932 | 6.3782 | 4.6528 | 12.3423 | 31.5854 | 6.2058 | 4.527 | 12.0469 | 31.6883 | 6.0206 | 4.392 | 11.5584 | 31.799 | 5.827 | 4.2507 | 11.0423 | 31.9236 | 5.5967 | 4.0827 | 10.5648 | 32.0592 | 5.5042 | 4.0153 | 9.9705 | 32.2178 | 5.3304 | 3.8885 | 9.3057 | 27.1725 | 4.4076 | 3.2153 | 6.9088 | 24.138 | 3.9154 | 2.8562 | 5.6967 | 21.8604 | 3.546 | 2.5867 | 5.4509 | 19.9407 | 3.2346 | 2.3596 | 5.7095 | 31.3899 | 6.6704 | 4.8659 | 13.1288 | 31.3866 | 6.6243 | 4.8323 | 12.9343 | 31.4243 | 6.4038 | 4.6715 | 12.8284 | 31.484 | 6.1376 | 4.4773 | 12.5709 | 31.5505 | 5.9315 | 4.3269 | 12.4562 | 31.6329 | 5.6852 | 4.1473 | 12.115 | 31.7358 | 5.4441 | 3.9714 | 11.7529 | 31.8512 | 5.3482 | 3.9015 | 11.3885 | 31.9398 | 5.2339 | 3.818 | 10.9637 | 31.4715 | 5.105 | 3.724 | 10.4502 | 28.3314 | 4.5956 | 3.3524 | 9.0161 | 26.8914 | 4.362 | 3.182 | 7.9157 | 27.2448 | 4.4194 | 3.2239 | 7.3067 | 27.8681 | 4.5205 | 3.2976 | 6.9124 | 31.3902 | 6.6704 | 4.8659 | 13.1288 | 31.3753 | 6.607 | 4.8197 | 12.9086 | 31.4168 | 6.5322 | 4.7652 | 12.7469 | 31.493 | 6.379 | 4.6534 | 12.3424 | 31.5851 | 6.2072 | 4.5281 | 12.047 | 31.6884 | 6.0179 | 4.39 | 11.5584 | 31.7999 | 5.8279 | 4.2514 | 11.0418 | 31.9246 | 5.5926 | 4.0797 | 10.5642 | 32.0602 | 5.507 | 4.0173 | 9.9698 | 32.2073 | 5.3432 | 3.8978 | 9.3636 | 27.462 | 4.4546 | 3.2496 | 7.1611 | 24.5304 | 3.9791 | 2.9027 | 6.0212 | 22.2578 | 3.6104 | 2.6338 | 5.7589 | 20.3297 | 3.2977 | 2.4056 | 5.9885 | 31.3909 | 6.6704 | 4.8659 | 13.1288 | 31.3715 | 6.5972 | 4.8126 | 12.909 | 31.4186 | 6.5023 | 4.7434 | 12.7493 | 31.5112 | 6.3128 | 4.6051 | 12.3509 | 31.6335 | 6.1273 | 4.4698 | 12.0883 | 31.7812 | 5.9042 | 4.307 | 11.6261 | 31.9519 | 5.6598 | 4.1287 | 11.1604 | 32.1512 | 5.4177 | 3.9522 | 10.7066 | 32.0645 | 5.2012 | 3.7942 | 10.2007 | 30.5639 | 4.9578 | 3.6166 | 9.7321 | 21.5834 | 3.501 | 2.554 | 6.5149 | 9.0743 | 1.4719 | 1.0738 | -0.35039 | -0.52058 | -0.084443 | -0.0616 | -5.8785 | -7.8138 | -1.2675 | -0.9246 | -9.6836 | 31.3909 | 6.6704 | 4.8659 | 13.1288 | 31.3457 | 6.628 | 4.8351 | 12.9905 | 31.4062 | 6.5151 | 4.7526 | 12.7423 | 31.4927 | 6.2789 | 4.5804 | 12.3497 | 31.6045 | 6.0672 | 4.4259 | 12.1011 | 31.7338 | 5.9226 | 4.3204 | 11.6699 | 31.8884 | 5.6994 | 4.1576 | 11.2358 | 32.0637 | 5.4982 | 4.0109 | 10.8677 | 32.2692 | 5.2826 | 3.8536 | 10.2372 | 29.8497 | 4.8419 | 3.5321 | 8.6245 | 19.1565 | 3.1074 | 2.2668 | 1.004 | 8.613 | 1.3971 | 1.0192 | -5.2878 | 2.1235 | 0.34446 | 0.25128 | -8.9588 | 1.1405 | 0.18501 | 0.13496 | -8.0495
DUKINFIELD | HYDE | STALYBRIDGE | 394372 | 396438 | primary | best view | 22.9143 | 4.1351 | 3.0165 | 16.5723 | 22.9022 | 4.1349 | 3.0164 | 16.6446 | 22.9271 | 4.0789 | 2.9755 | 16.4509 | 22.972 | 3.9887 | 2.9097 | 16.2664 | 23.0233 | 3.8925 | 2.8395 | 16.2433 | 23.0791 | 3.8057 | 2.7762 | 16.1792 | 22.1013 | 3.5851 | 2.6152 | 15.9895 | 22.5909 | 3.6645 | 2.6732 | 15.9075 | 22.2696 | 3.6123 | 2.6352 | 15.7897 | 21.6674 | 3.5147 | 2.5639 | 15.5668 | 21.22 | 3.4421 | 2.511 | 14.8705 | 24.1965 | 5.7515 | 4.1956 | 14.381 | 24.4781 | 9.52 | 6.9447 | 14.1512 | 24.7295 | 10.3374 | 7.541 | 14.1551 | 22.9142 | 4.1351 | 3.0165 | 16.5723 | 22.894 | 4.1606 | 3.0351 | 16.7504 | 22.8999 | 4.1214 | 3.0065 | 16.7022 | 22.9176 | 4.0606 | 2.9621 | 16.6911 | 22.9339 | 4.05 | 2.9544 | 16.8483 | 22.9544 | 4.0296 | 2.9396 | 16.9517 | 22.986 | 3.9848 | 2.9069 | 16.8984 | 23.0286 | 3.9617 | 2.89 | 16.9158 | 23.0816 | 3.9218 | 2.8609 | 16.8719 | 23.1436 | 3.864 | 2.8187 | 16.7334 | 23.327 | 3.8679 | 2.8216 | 16.4742 | 23.483 | 5.4194 | 3.9534 | 16.2499 | 23.6368 | 7.8366 | 5.7167 | 16.086 | 23.7693 | 8.2783 | 6.0389 | 15.9772 | 22.9143 | 4.1351 | 3.0165 | 16.5723 | 22.9021 | 4.1357 | 3.017 | 16.6447 | 22.9268 | 4.0795 | 2.9759 | 16.4511 | 22.9715 | 3.9897 | 2.9104 | 16.2667 | 23.0227 | 3.8915 | 2.8388 | 16.2438 | 23.0793 | 3.8043 | 2.7752 | 16.1791 | 22.1351 | 3.5905 | 2.6192 | 15.9881 | 22.5985 | 3.6657 | 2.6741 | 15.9058 | 22.2859 | 3.615 | 2.6371 | 15.7877 | 21.7018 | 3.5202 | 2.568 | 15.5771 | 21.317 | 3.4578 | 2.5224 | 14.9435 | 24.0377 | 5.7876 | 4.2219 | 14.5402 | 24.2738 | 9.5652 | 6.9777 | 14.3449 | 24.4479 | 10.3949 | 7.583 | 14.4082 | 22.9147 | 4.1351 | 3.0165 | 16.5723 | 22.8981 | 4.107 | 2.996 | 16.6555 | 22.926 | 4.1508 | 3.0279 | 16.4744 | 22.9816 | 4.0194 | 2.9321 | 16.2976 | 23.0538 | 3.9266 | 2.8644 | 16.2802 | 23.1443 | 3.8263 | 2.7912 | 16.2106 | 22.7172 | 3.685 | 2.6881 | 15.9981 | 21.9028 | 3.5529 | 2.5918 | 15.8852 | 20.7216 | 3.3612 | 2.452 | 15.7484 | 20.2607 | 3.2865 | 2.3974 | 15.5238 | 17.5434 | 2.8457 | 2.0759 | 14.3807 | 25.0216 | 4.3799 | 3.1951 | 12.0127 | 25.4179 | 7.3068 | 5.3302 | 10.1035 | 25.5915 | 7.6203 | 5.5589 | 8.7027 | 22.9147 | 4.1351 | 3.0165 | 16.5723 | 22.8896 | 4.1414 | 3.0211 | 16.6773 | 22.9317 | 3.9574 | 2.8868 | 16.4721 | 22.992 | 3.7466 | 2.7331 | 16.2954 | 21.1983 | 3.4386 | 2.5084 | 16.2815 | 21.5244 | 3.4915 | 2.547 | 16.2216 | 20.8744 | 3.386 | 2.4701 | 16.0182 | 21.1573 | 3.4319 | 2.5035 | 15.9165 | 21.6985 | 3.5197 | 2.5676 | 15.7293 | 22.1256 | 3.589 | 2.6181 | 15.1125 | 24.4727 | 9.9368 | 7.2488 | 12.4951 | 25.0076 | 9.1849 | 6.7003 | 10.2625 | 25.2072 | 8.768 | 6.3961 | 8.9058 | 25.1734 | 8.7117 | 6.3551 | 9.3257
DUMERS LANE | BURY | KEARSLEY | 380057 | 408141 | primary | best view | 28.9308 | 10.8382 | 7.7896 | 15.574 | 28.9025 | 10.6385 | 7.6461 | 14.6459 | 29.0095 | 10.554 | 7.5853 | 14.5496 | 29.1566 | 10.3587 | 7.445 | 14.2068 | 29.3098 | 10.2061 | 7.3354 | 14.0548 | 29.4606 | 9.984 | 7.1757 | 13.6693 | 29.6134 | 9.9746 | 7.169 | 13.4611 | 29.7414 | 9.8685 | 7.0927 | 13.2085 | 29.844 | 9.7741 | 7.0248 | 12.962 | 29.9701 | 9.7835 | 7.0316 | 12.594 | 30.7289 | 9.6018 | 6.901 | 11.3793 | 31.6003 | 9.7825 | 7.0308 | 10.6401 | 32.194 | 10.2081 | 7.3368 | 10.2674 | 32.7977 | 10.2265 | 7.35 | 10.168 | 28.9307 | 10.8382 | 7.7896 | 15.574 | 28.8558 | 10.7351 | 7.7155 | 15.1971 | 28.8791 | 10.7432 | 7.7214 | 15.2701 | 28.9218 | 10.658 | 7.6601 | 15.1332 | 28.9529 | 10.6858 | 7.6801 | 15.1997 | 28.9947 | 10.6275 | 7.6382 | 15.0251 | 29.0633 | 10.6028 | 7.6205 | 14.9574 | 29.1551 | 10.5637 | 7.5923 | 14.8214 | 29.2453 | 10.5116 | 7.5549 | 14.6588 | 29.3185 | 10.4382 | 7.5021 | 14.4056 | 29.6634 | 10.2011 | 7.3318 | 13.7302 | 30.0854 | 10.14 | 7.2878 | 13.2526 | 30.5096 | 10.54 | 7.5753 | 12.8443 | 30.8621 | 10.6441 | 7.6502 | 12.6257 | 28.9308 | 10.8382 | 7.7896 | 15.574 | 28.9019 | 10.626 | 7.6371 | 14.6463 | 29.0107 | 10.5325 | 7.5699 | 14.5496 | 29.1575 | 10.3315 | 7.4255 | 14.2071 | 29.3102 | 10.1281 | 7.2793 | 14.0554 | 29.4625 | 10.1016 | 7.2602 | 13.6686 | 29.6189 | 9.9834 | 7.1753 | 13.4575 | 29.748 | 9.908 | 7.121 | 13.2044 | 29.8482 | 9.936 | 7.1412 | 12.9591 | 29.9659 | 9.904 | 7.1182 | 12.6219 | 30.6238 | 9.7147 | 6.9821 | 11.5499 | 31.2184 | 9.91 | 7.1225 | 11.0037 | 31.6581 | 10.3375 | 7.4297 | 10.7128 | 32.0032 | 10.3832 | 7.4626 | 10.7502 | 28.9312 | 10.8382 | 7.7896 | 15.574 | 28.8912 | 10.6952 | 7.6869 | 14.6541 | 28.9934 | 10.6668 | 7.6664 | 14.5808 | 29.1392 | 10.5707 | 7.5973 | 14.2868 | 29.296 | 10.486 | 7.5365 | 14.1832 | 29.4687 | 10.3657 | 7.45 | 13.8445 | 29.6593 | 10.2734 | 7.3837 | 13.6767 | 29.8762 | 10.1794 | 7.3161 | 13.4703 | 30.1103 | 10.1114 | 7.2673 | 13.2927 | 30.3789 | 10.0221 | 7.2031 | 13.0355 | 31.6334 | 9.5005 | 6.8282 | 11.4416 | 32.8673 | 8.7959 | 6.3218 | 8.4948 | 33.4586 | 8.2011 | 5.8943 | 6.1984 | 33.6343 | 7.8201 | 5.6204 | 4.8985 | 28.9312 | 10.8382 | 7.7896 | 15.574 | 28.8887 | 10.624 | 7.6357 | 14.6725 | 29.0627 | 10.2812 | 7.3893 | 14.5284 | 29.2277 | 10.188 | 7.3223 | 14.2105 | 29.3926 | 10.3307 | 7.4249 | 14.1054 | 29.5735 | 10.2824 | 7.3901 | 13.7769 | 29.7936 | 10.2432 | 7.362 | 13.6146 | 30.0417 | 10.1871 | 7.3217 | 13.4169 | 30.3185 | 10.1397 | 7.2876 | 13.175 | 30.6409 | 9.996 | 7.1843 | 12.4471 | 32.0128 | 10.1592 | 7.3016 | 9.1369 | 33.082 | 9.3867 | 6.7464 | 6.4973 | 33.5142 | 8.9635 | 6.4422 | 4.9885 | 33.3095 | 8.9863 | 6.4586 | 5.5157
DUMPLINGTON | BARTON | CARRINGTON | 376770 | 397157 | primary | best view | 26.1672 | 4.3082 | 3.0964 | 26.1672 | 25.4219 | 4.1855 | 3.0082 | 25.4219 | 24.1119 | 3.9698 | 2.8532 | 24.1119 | 22.6694 | 3.7323 | 2.6825 | 22.6694 | 21.3628 | 3.5172 | 2.5279 | 21.3628 | 19.7638 | 3.254 | 2.3387 | 19.7638 | 18.5659 | 3.0567 | 2.1969 | 18.5659 | 18.5644 | 3.0565 | 2.1968 | 18.5644 | 18.5481 | 3.0538 | 2.1948 | 18.5481 | 18.0533 | 2.9723 | 2.1363 | 18.0533 | 16.3142 | 2.686 | 1.9305 | 16.3142 | 15.2926 | 2.5178 | 1.8096 | 15.2926 | 18.9456 | 3.1193 | 2.2419 | 18.9456 | 21.028 | 3.4621 | 2.4883 | 21.028 | 26.1672 | 4.3082 | 3.0964 | 26.1672 | 26.0504 | 4.289 | 3.0826 | 26.0504 | 25.1757 | 4.145 | 2.9791 | 25.1757 | 24.3296 | 4.0057 | 2.879 | 24.3296 | 23.7731 | 3.9141 | 2.8131 | 23.7731 | 23.1407 | 3.8099 | 2.7383 | 23.1407 | 22.3158 | 3.6741 | 2.6407 | 22.3158 | 22.1277 | 3.6432 | 2.6184 | 22.1277 | 22.0187 | 3.6252 | 2.6055 | 22.0187 | 21.536 | 3.5457 | 2.5484 | 21.536 | 21.1166 | 3.4767 | 2.4988 | 21.1166 | 21.2577 | 3.4999 | 2.5155 | 21.2577 | 23.7937 | 3.9174 | 2.8155 | 23.7937 | 25.6281 | 4.2195 | 3.0326 | 25.6281 | 26.1672 | 4.3082 | 3.0964 | 26.1672 | 25.4212 | 4.1854 | 3.0081 | 25.4212 | 24.1139 | 3.9702 | 2.8534 | 24.1139 | 22.6709 | 3.7326 | 2.6827 | 22.6709 | 21.3643 | 3.5175 | 2.5281 | 21.3643 | 19.7376 | 3.2496 | 2.3356 | 19.7376 | 18.4817 | 3.0429 | 2.187 | 18.4817 | 18.586 | 3.06 | 2.1993 | 18.586 | 18.5489 | 3.0539 | 2.1949 | 18.5489 | 18.0679 | 2.9747 | 2.138 | 18.0679 | 16.4437 | 2.7073 | 1.9458 | 16.4437 | 15.5333 | 2.5574 | 1.8381 | 15.5333 | 19.2673 | 3.1722 | 2.2799 | 19.2673 | 21.4756 | 3.5358 | 2.5412 | 21.4756 | 26.1672 | 4.3082 | 3.0964 | 26.1672 | 25.4427 | 4.1889 | 3.0107 | 25.4427 | 24.9664 | 4.1105 | 2.9543 | 24.9664 | 24.1097 | 3.9695 | 2.8529 | 24.1097 | 23.4778 | 3.8654 | 2.7782 | 23.4778 | 22.6638 | 3.7314 | 2.6818 | 22.6638 | 21.6009 | 3.5564 | 2.5561 | 21.6009 | 20.9647 | 3.4517 | 2.4808 | 20.9647 | 20.5227 | 3.3789 | 2.4285 | 20.5227 | 19.7594 | 3.2532 | 2.3382 | 19.7594 | 16.1172 | 2.6536 | 1.9072 | 16.1172 | 13.0598 | 2.1502 | 1.5454 | 13.0598 | 11.5755 | 1.9058 | 1.3698 | 11.5755 | 11.0394 | 1.8176 | 1.3063 | 11.0394 | 26.1672 | 4.3082 | 3.0964 | 26.1672 | 25.482 | 4.1954 | 3.0153 | 25.482 | 24.7381 | 4.0729 | 2.9273 | 24.7381 | 23.7781 | 3.9149 | 2.8137 | 23.7781 | 22.4127 | 3.6901 | 2.6521 | 22.4127 | 22.434 | 3.6936 | 2.6547 | 22.434 | 22.258 | 3.6646 | 2.6338 | 22.258 | 21.9062 | 3.6067 | 2.5922 | 21.9062 | 21.6336 | 3.5618 | 2.5599 | 21.6336 | 20.7884 | 3.4226 | 2.4599 | 20.7884 | 17.4567 | 2.8741 | 2.0657 | 17.4567 | 13.6276 | 2.2437 | 1.6126 | 13.6276 | 13.7845 | 2.2695 | 1.6311 | 13.7845 | 14.8351 | 2.4425 | 1.7555 | 14.8351
EASTLANDS | STUART ST | STALYBRIDGE | 386458 | 398693 | primary | best view | 31.4035 | 10.4856 | 7.6491 | 16.6351 | 31.3768 | 10.2656 | 7.4886 | 15.7622 | 31.4176 | 9.6637 | 7.0496 | 13.4243 | 31.4924 | 8.7243 | 6.3643 | 8.6732 | 31.5558 | 8.0305 | 5.8582 | 4.2696 | 31.6152 | 7.2154 | 5.2635 | -0.34076 | 31.6757 | 6.3594 | 4.6391 | -4.9409 | 31.74 | 6.335 | 4.6213 | -4.9796 | 31.7986 | 6.2685 | 4.5728 | -5.148 | 31.8543 | 6.2045 | 4.5261 | -5.3241 | 32.0764 | 5.918 | 4.3171 | -5.9599 | 32.2244 | 5.7132 | 4.1677 | -6.3541 | 32.292 | 5.7336 | 4.1826 | -6.4753 | 32.3113 | 5.7599 | 4.2017 | -6.4084 | 31.4034 | 10.4856 | 7.6491 | 16.6351 | 31.3327 | 10.3748 | 7.5683 | 16.2863 | 31.31 | 9.9156 | 7.2333 | 14.1371 | 31.3139 | 9.0479 | 6.6003 | 9.5752 | 31.3019 | 8.178 | 5.9657 | 5.3506 | 31.2904 | 7.3964 | 5.3955 | 0.90926 | 31.2965 | 6.5476 | 4.7764 | -3.5694 | 31.3189 | 6.5115 | 4.75 | -3.5254 | 31.3467 | 6.4279 | 4.6891 | -3.6386 | 31.3849 | 6.3413 | 4.6259 | -3.7523 | 31.4335 | 6.4005 | 4.6691 | -4.0111 | 31.4536 | 6.4028 | 4.6708 | -4.2413 | 31.4468 | 6.5059 | 4.7459 | -4.3427 | 31.4199 | 6.5975 | 4.8128 | -4.3776 | 31.4035 | 10.4856 | 7.6491 | 16.6351 | 31.3768 | 10.2615 | 7.4857 | 15.7622 | 31.4176 | 9.6635 | 7.0494 | 13.4243 | 31.4924 | 8.7234 | 6.3636 | 8.6733 | 31.5557 | 8.0283 | 5.8565 | 4.2697 | 31.6152 | 7.2137 | 5.2623 | -0.34078 | 31.6759 | 6.3595 | 4.6392 | -4.9411 | 31.7403 | 6.3338 | 4.6204 | -4.9798 | 31.7989 | 6.2689 | 4.5731 | -5.1483 | 31.8513 | 6.2053 | 4.5267 | -5.3136 | 32.0557 | 5.9297 | 4.3257 | -5.9105 | 32.1828 | 5.7317 | 4.1812 | -6.2833 | 32.2409 | 5.76 | 4.2018 | -6.4022 | 32.248 | 5.7891 | 4.2231 | -6.3339 | 31.4038 | 10.4856 | 7.6491 | 16.6351 | 31.3682 | 10.2566 | 7.482 | 15.7829 | 31.4036 | 9.7205 | 7.091 | 13.4674 | 31.478 | 8.9967 | 6.563 | 8.7368 | 31.5487 | 8.2066 | 5.9866 | 4.3471 | 31.6207 | 7.3379 | 5.3529 | -0.25961 | 31.7003 | 6.4743 | 4.7229 | -4.8668 | 31.7671 | 6.4027 | 4.6707 | -4.9159 | 31.8357 | 6.3075 | 4.6013 | -5.0771 | 31.9143 | 6.2189 | 4.5366 | -5.2204 | 32.1516 | 5.7591 | 4.2012 | -5.9146 | 32.2706 | 5.249 | 3.829 | -7.1182 | 30.851 | 5.0043 | 3.6506 | -7.8328 | 29.6291 | 4.8061 | 3.506 | -8.3852 | 31.4038 | 10.4856 | 7.6491 | 16.6351 | 31.3609 | 10.2911 | 7.5072 | 15.8034 | 31.4131 | 9.7206 | 7.0911 | 13.4644 | 31.4897 | 8.8919 | 6.4865 | 8.7363 | 31.5573 | 8.1645 | 5.9559 | 4.3455 | 31.624 | 7.3124 | 5.3343 | -0.251 | 31.6931 | 6.4194 | 4.6829 | -4.8384 | 31.751 | 6.3674 | 4.645 | -4.8631 | 31.8134 | 6.2845 | 4.5844 | -5.0078 | 31.8925 | 6.1653 | 4.4975 | -5.3148 | 32.1299 | 5.6668 | 4.1339 | -6.7327 | 32.2094 | 5.2547 | 3.8332 | -7.8159 | 31.7919 | 5.157 | 3.7619 | -8.4419 | 31.8371 | 5.1643 | 3.7673 | -7.9845
EASTON | - | HARKER / HUTTON | 343201 | 571738 | primary | best view | 2.4223 | 2.4223 | 2.4223 | 0.48883 | 2.4218 | 2.4218 | 2.4218 | 0.49915 | 2.4287 | 2.4287 | 2.4287 | 0.44504 | 2.4387 | 2.4387 | 2.4387 | 0.36269 | 2.449 | 2.449 | 2.449 | 0.38337 | 2.4605 | 2.4605 | 2.4605 | 0.31733 | 2.4732 | 2.4732 | 2.4732 | 0.2518 | 2.4878 | 2.4878 | 2.4878 | 0.21531 | 2.5044 | 2.5044 | 2.5044 | 0.16069 | 2.5251 | 2.5251 | 2.5251 | 0.038923 | 2.601 | 2.601 | 2.601 | -0.36424 | 2.6473 | 2.6473 | 2.6473 | -0.54402 | 2.6672 | 2.6672 | 2.6672 | -0.68043 | 2.6682 | 2.6682 | 2.6682 | -0.57799 | 2.4222 | 2.4222 | 2.4222 | 0.48883 | 2.4222 | 2.4222 | 2.4222 | 0.50912 | 2.4285 | 2.4285 | 2.4285 | 0.4732 | 2.4367 | 2.4367 | 2.4367 | 0.42408 | 2.4406 | 2.4406 | 2.4406 | 0.46987 | 2.4461 | 2.4461 | 2.4461 | 0.42503 | 2.4543 | 2.4543 | 2.4543 | 0.37205 | 2.4652 | 2.4652 | 2.4652 | 0.35498 | 2.4786 | 2.4786 | 2.4786 | 0.31485 | 2.4943 | 2.4943 | 2.4943 | 0.23502 | 2.5337 | 2.5337 | 2.5337 | 0.081738 | 2.5773 | 2.5773 | 2.5773 | -0.15735 | 2.5906 | 2.5906 | 2.5906 | -0.42142 | 2.5961 | 2.5961 | 2.5961 | -0.57255 | 2.4223 | 2.4223 | 2.4223 | 0.48883 | 2.4218 | 2.4218 | 2.4218 | 0.49915 | 2.4287 | 2.4287 | 2.4287 | 0.44504 | 2.4387 | 2.4387 | 2.4387 | 0.36269 | 2.449 | 2.449 | 2.449 | 0.38337 | 2.4605 | 2.4605 | 2.4605 | 0.31733 | 2.4732 | 2.4732 | 2.4732 | 0.2518 | 2.4878 | 2.4878 | 2.4878 | 0.21531 | 2.5044 | 2.5044 | 2.5044 | 0.16069 | 2.5238 | 2.5238 | 2.5238 | 0.045537 | 2.5937 | 2.5937 | 2.5937 | -0.33501 | 2.6372 | 2.6372 | 2.6372 | -0.50938 | 2.6563 | 2.6563 | 2.6563 | -0.64939 | 2.6576 | 2.6576 | 2.6576 | -0.55383 | 2.4224 | 2.4224 | 2.4224 | 0.48883 | 2.4216 | 2.4216 | 2.4216 | 0.49288 | 2.4287 | 2.4287 | 2.4287 | 0.43311 | 2.4405 | 2.4405 | 2.4405 | 0.344 | 2.4544 | 2.4544 | 2.4544 | 0.35029 | 2.4714 | 2.4714 | 2.4714 | 0.26296 | 2.4918 | 2.4918 | 2.4918 | 0.1673 | 2.5158 | 2.5158 | 2.5158 | 0.11635 | 2.5429 | 2.5429 | 2.5429 | 0.056307 | 2.5727 | 2.5727 | 2.5727 | -0.033715 | 2.662 | 2.662 | 2.662 | -0.33386 | 2.7069 | 2.7069 | 2.7069 | -0.45762 | 2.7116 | 2.7116 | 2.7116 | -0.47105 | 2.7034 | 2.7034 | 2.7034 | -0.40953 | 2.4224 | 2.4224 | 2.4224 | 0.48883 | 2.4192 | 2.4192 | 2.4192 | 0.49762 | 2.4274 | 2.4274 | 2.4274 | 0.42637 | 2.4384 | 2.4384 | 2.4384 | 0.3336 | 2.4515 | 2.4515 | 2.4515 | 0.32742 | 2.4667 | 2.4667 | 2.4667 | 0.23515 | 2.4847 | 2.4847 | 2.4847 | 0.14563 | 2.5052 | 2.5052 | 2.5052 | 0.10026 | 2.5276 | 2.5276 | 2.5276 | 0.050325 | 2.551 | 2.551 | 2.551 | -0.03819 | 2.6224 | 2.6224 | 2.6224 | -0.35967 | 2.6463 | 2.6463 | 2.6463 | -0.44018 | 2.6341 | 2.6341 | 2.6341 | -0.42266 | 2.6142 | 2.6142 | 2.6142 | -0.31963
EGREMONT | EGREMONT | HARKER / HUTTON | 301070 | 513074 | primary | best view | 21.186 | 18.2587 | 13.1229 | 5.4059 | 21.1686 | 18.1782 | 13.0651 | 5.2684 | 21.2143 | 18.1008 | 13.0094 | 5.1135 | 21.2966 | 17.9201 | 12.8795 | 4.6033 | 21.3935 | 17.8353 | 12.8186 | 4.2025 | 21.5044 | 17.7068 | 12.7262 | 3.6925 | 21.626 | 17.5256 | 12.596 | 3.0856 | 21.7639 | 17.2475 | 12.3961 | 2.5154 | 21.9145 | 16.8695 | 12.1244 | 2.005 | 22.1021 | 16.2888 | 11.7071 | 1.1876 | 22.879 | 15.9199 | 11.4419 | -1.8043 | 23.4865 | 15.4585 | 11.1103 | -3.2129 | 23.8009 | 16.2437 | 11.6747 | -3.3423 | 23.8751 | 16.041 | 11.529 | -2.5551 | 21.1858 | 18.2587 | 13.1229 | 5.4059 | 21.18 | 18.183 | 13.0685 | 5.2704 | 21.2237 | 17.8676 | 12.8418 | 5.1868 | 21.2838 | 18.0465 | 12.9704 | 4.9524 | 21.3517 | 18.1407 | 13.0381 | 4.9089 | 21.4236 | 18.119 | 13.0225 | 4.6129 | 21.5153 | 18.0617 | 12.9813 | 4.2391 | 21.6299 | 17.958 | 12.9068 | 3.8073 | 21.7628 | 17.8004 | 12.7935 | 3.3344 | 21.9126 | 17.7434 | 12.7525 | 2.8488 | 22.2581 | 17.3665 | 12.4817 | 1.6555 | 22.5257 | 16.5879 | 11.922 | 1.0052 | 22.6404 | 17.5739 | 12.6307 | 0.74875 | 22.6797 | 17.9294 | 12.8862 | 0.66348 | 21.186 | 18.2587 | 13.1229 | 5.4059 | 21.1683 | 18.1764 | 13.0637 | 5.2685 | 21.2169 | 18.1139 | 13.0188 | 5.1125 | 21.2992 | 17.9442 | 12.8969 | 4.602 | 21.396 | 17.8672 | 12.8415 | 4.2005 | 21.5065 | 17.7426 | 12.752 | 3.6909 | 21.6275 | 17.5193 | 12.5915 | 3.0844 | 21.7646 | 17.1885 | 12.3537 | 2.5148 | 21.907 | 16.7142 | 12.0128 | 2.0111 | 22.0779 | 16.1638 | 11.6173 | 1.2578 | 22.7844 | 15.9354 | 11.4531 | -1.5172 | 23.296 | 15.42 | 11.0826 | -2.8141 | 23.5279 | 16.2054 | 11.6471 | -2.8984 | 23.6032 | 16.0133 | 11.5091 | -2.1247 | 21.1865 | 18.2587 | 13.1229 | 5.4059 | 21.1686 | 18.2432 | 13.1117 | 5.2112 | 21.2246 | 18.0193 | 12.9508 | 5.0035 | 21.3205 | 17.683 | 12.7091 | 4.4796 | 21.4463 | 17.2693 | 12.4118 | 4.0867 | 21.6029 | 16.2576 | 11.6847 | 3.4646 | 21.7876 | 16.3541 | 11.754 | 2.738 | 22.0067 | 16.0283 | 11.5199 | 2.0479 | 22.2447 | 15.7198 | 11.2981 | 1.4676 | 22.5309 | 15.3632 | 11.0418 | 0.76361 | 23.5994 | 14.1795 | 10.1911 | -2.4754 | 24.4601 | 12.8911 | 9.2651 | -7.9025 | 24.9426 | 12.9979 | 9.3419 | -11.5601 | 25.1935 | 12.2459 | 8.8014 | -14.3035 | 21.1865 | 18.2587 | 13.1229 | 5.4059 | 21.1405 | 18.1895 | 13.0732 | 5.2953 | 21.2061 | 18.1396 | 13.0373 | 4.9947 | 21.2973 | 17.9269 | 12.8844 | 4.4268 | 21.413 | 17.7392 | 12.7495 | 3.9794 | 21.5516 | 17.2965 | 12.4314 | 3.4691 | 21.7279 | 16.834 | 12.0989 | 2.8336 | 21.9322 | 16.4268 | 11.8062 | 2.2622 | 22.1555 | 15.8866 | 11.418 | 1.7856 | 22.4568 | 16.0285 | 11.52 | 0.43027 | 23.513 | 15.9946 | 11.4956 | -5.8552 | 24.1265 | 14.5978 | 10.4917 | -10.3635 | 24.3838 | 13.7625 | 9.8914 | -12.6474 | 24.3338 | 13.8171 | 9.9306 | -11.5499
EMBLETON | STAINBURN & SIDDICK | HARKER / HUTTON | 315767 | 529389 | primary | best view | 27.9339 | 18.7368 | 13.4665 | 17.1143 | 27.9487 | 18.684 | 13.4286 | 16.8961 | 28.0389 | 18.5801 | 13.3539 | 16.5919 | 28.1212 | 18.4169 | 13.2366 | 16.1379 | 28.219 | 18.2952 | 13.1491 | 15.954 | 28.3072 | 18.1299 | 13.0303 | 15.5113 | 28.3964 | 17.963 | 12.9103 | 15.069 | 28.4937 | 17.8457 | 12.8261 | 14.7877 | 28.5899 | 17.7238 | 12.7385 | 14.4839 | 28.7145 | 17.5479 | 12.612 | 13.9002 | 29.2179 | 16.8729 | 12.1269 | 11.9022 | 29.6673 | 16.5354 | 11.8843 | 10.9587 | 29.9662 | 17.2214 | 12.3774 | 10.6626 | 30.2291 | 16.9733 | 12.199 | 11.0529 | 27.9337 | 18.7368 | 13.4665 | 17.1143 | 27.9546 | 18.7217 | 13.4557 | 17.0817 | 28.0484 | 18.6582 | 13.41 | 16.9081 | 28.1202 | 18.5727 | 13.3485 | 16.6928 | 28.1914 | 18.5349 | 13.3214 | 16.7353 | 28.2581 | 18.4398 | 13.253 | 16.4948 | 28.3361 | 18.3384 | 13.1802 | 16.2015 | 28.4262 | 18.2678 | 13.1294 | 16.0065 | 28.5315 | 18.1847 | 13.0697 | 15.7611 | 28.6522 | 18.072 | 12.9887 | 15.3567 | 28.8618 | 17.8109 | 12.801 | 14.5553 | 29.0931 | 17.5553 | 12.6173 | 13.8412 | 29.3175 | 17.92 | 12.8795 | 13.265 | 29.505 | 18.3403 | 13.1816 | 13.0029 | 27.9339 | 18.7368 | 13.4665 | 17.1143 | 27.9486 | 18.6841 | 13.4286 | 16.8962 | 28.0386 | 18.5802 | 13.3539 | 16.5921 | 28.1207 | 18.4173 | 13.2369 | 16.1382 | 28.2184 | 18.296 | 13.1497 | 15.9544 | 28.3074 | 18.1308 | 13.031 | 15.5112 | 28.3987 | 17.9783 | 12.9214 | 15.0677 | 28.4963 | 17.8644 | 12.8395 | 14.7862 | 28.5928 | 17.7386 | 12.7491 | 14.4822 | 28.7101 | 17.5635 | 12.6233 | 13.9335 | 29.1557 | 16.8997 | 12.1462 | 12.0823 | 29.4899 | 16.5798 | 11.9162 | 11.2357 | 29.7346 | 17.2654 | 12.409 | 10.9483 | 29.9029 | 17.0326 | 12.2417 | 11.3742 | 27.9346 | 18.7368 | 13.4665 | 17.1143 | 27.9564 | 18.6737 | 13.4212 | 16.8693 | 28.0481 | 18.5608 | 13.34 | 16.5422 | 28.1517 | 18.3904 | 13.2175 | 16.0798 | 28.2703 | 18.2568 | 13.1215 | 15.8693 | 28.387 | 18.059 | 12.9794 | 15.3679 | 28.5132 | 17.8605 | 12.8367 | 14.827 | 28.6622 | 17.6959 | 12.7184 | 14.4418 | 28.8266 | 17.5419 | 12.6077 | 14.0953 | 29.0194 | 17.3455 | 12.4665 | 13.6098 | 29.7918 | 16.4748 | 11.8407 | 11.6609 | 30.5008 | 15.5461 | 11.1733 | 8.7372 | 30.892 | 15.8468 | 11.3894 | 6.9395 | 31.0804 | 15.2933 | 10.9916 | 5.687 | 27.9346 | 18.7368 | 13.4665 | 17.1143 | 27.9475 | 18.6843 | 13.4288 | 16.9011 | 28.0597 | 18.566 | 13.3437 | 16.4956 | 28.1723 | 18.3767 | 13.2077 | 16.0049 | 28.259 | 18.2249 | 13.0986 | 15.7813 | 28.3572 | 17.8532 | 12.8315 | 15.3036 | 28.4785 | 17.5975 | 12.6476 | 14.8196 | 28.6198 | 17.4518 | 12.543 | 14.5208 | 28.7759 | 17.34 | 12.4626 | 14.2557 | 28.9749 | 17.142 | 12.3203 | 13.4335 | 29.7964 | 16.964 | 12.1924 | 9.8381 | 30.3614 | 15.7861 | 11.3458 | 7.5073 | 30.5547 | 15.1149 | 10.8634 | 6.3959 | 30.526 | 14.9713 | 10.7602 | 7.0568
EXCHANGE ST | LOWER DARWEN | ROCHDALE | 369100 | 423028 | primary | best view | 24.3345 | 15.7402 | 11.4822 | 10.1755 | 24.3174 | 15.4395 | 11.2629 | 8.5667 | 24.3977 | 15.2476 | 11.1229 | 8.4978 | 24.46 | 14.9736 | 10.9231 | 8.28 | 24.5264 | 14.8317 | 10.8195 | 7.9998 | 24.5962 | 14.6576 | 10.6925 | 7.7126 | 24.6729 | 14.4944 | 10.5735 | 7.4885 | 24.7625 | 14.4144 | 10.5151 | 7.3479 | 24.8611 | 14.2894 | 10.4239 | 6.9791 | 24.9769 | 14.1526 | 10.3241 | 6.5985 | 25.5278 | 13.5786 | 9.9054 | 5.3015 | 26.1143 | 13.4864 | 9.8381 | 4.5917 | 26.4822 | 13.8076 | 10.0725 | 4.4141 | 26.8329 | 13.8798 | 10.1251 | 4.4657 | 24.3342 | 15.7402 | 11.4822 | 10.1755 | 24.3082 | 15.5354 | 11.3328 | 9.3536 | 24.3616 | 15.3585 | 11.2038 | 9.3678 | 24.3909 | 15.136 | 11.0415 | 9.2672 | 24.4192 | 14.8957 | 10.8662 | 9.1266 | 24.4573 | 14.7153 | 10.7346 | 8.9521 | 24.5176 | 14.5655 | 10.6254 | 8.7919 | 24.5982 | 14.501 | 10.5783 | 8.665 | 24.699 | 14.4048 | 10.5081 | 8.3218 | 24.8196 | 14.3219 | 10.4476 | 8.0113 | 25.0228 | 14.3199 | 10.4462 | 7.3608 | 25.2434 | 14.4528 | 10.5431 | 6.8673 | 25.4784 | 14.7642 | 10.7703 | 6.4362 | 25.6818 | 14.6677 | 10.6999 | 6.2038 | 24.3345 | 15.7402 | 11.4822 | 10.1755 | 24.3172 | 15.443 | 11.2655 | 8.5668 | 24.3971 | 15.2483 | 11.1234 | 8.4981 | 24.4592 | 14.9853 | 10.9315 | 8.2804 | 24.5254 | 14.8305 | 10.8187 | 8.0003 | 24.5965 | 14.6583 | 10.6931 | 7.7124 | 24.6762 | 14.5003 | 10.5778 | 7.4867 | 24.7663 | 14.4177 | 10.5175 | 7.3458 | 24.8654 | 14.2947 | 10.4278 | 6.9768 | 24.9731 | 14.1657 | 10.3337 | 6.629 | 25.4459 | 13.6155 | 9.9323 | 5.4631 | 25.8567 | 13.541 | 9.878 | 4.8687 | 26.1789 | 13.8689 | 10.1172 | 4.7191 | 26.3929 | 13.9623 | 10.1853 | 4.8279 | 24.3356 | 15.7402 | 11.4822 | 10.1755 | 24.3137 | 15.4235 | 11.2513 | 8.5601 | 24.3953 | 15.1858 | 11.0779 | 8.4993 | 24.4687 | 14.895 | 10.8657 | 8.2932 | 24.5567 | 14.5917 | 10.6444 | 8.0343 | 24.6662 | 14.1757 | 10.341 | 7.7663 | 24.7994 | 13.872 | 10.1194 | 7.5511 | 24.9599 | 13.7021 | 9.9955 | 7.4214 | 25.1426 | 13.4986 | 9.847 | 7.0954 | 25.3584 | 13.2817 | 9.6888 | 6.8422 | 26.2668 | 11.9259 | 8.6998 | 4.989 | 27.138 | 11.088 | 8.0885 | 0.53459 | 27.6647 | 10.364 | 7.5604 | -2.9347 | 27.884 | 9.726 | 7.095 | -4.9411 | 24.3356 | 15.7402 | 11.4822 | 10.1755 | 24.3 | 15.4592 | 11.2773 | 8.6164 | 24.3946 | 15.3311 | 11.1838 | 8.5114 | 24.4675 | 15.238 | 11.1159 | 8.3226 | 24.5527 | 15.0338 | 10.967 | 8.087 | 24.6608 | 14.7588 | 10.7663 | 7.8587 | 24.8011 | 14.4592 | 10.5478 | 7.684 | 24.9687 | 14.3238 | 10.449 | 7.5995 | 25.1695 | 14.1907 | 10.3519 | 7.215 | 25.4328 | 13.9327 | 10.1637 | 6.2507 | 26.4003 | 13.3322 | 9.7257 | 1.3285 | 27.1232 | 12.0954 | 8.8234 | -2.6685 | 27.3948 | 11.4859 | 8.3788 | -4.888 | 27.332 | 11.5409 | 8.4189 | -3.9583
FAILSWORTH | CHADDERTON | WHITEGATE | 389631 | 401496 | primary | best view | 23.6631 | 9.7271 | 7.0958 | 14.3328 | 23.6572 | 9.302 | 6.7857 | 14.0167 | 23.7075 | 9.1423 | 6.6692 | 13.875 | 23.7803 | 8.9529 | 6.531 | 13.5539 | 23.8577 | 8.7697 | 6.3974 | 13.2619 | 23.9418 | 8.519 | 6.2145 | 12.9132 | 24.0325 | 8.3977 | 6.126 | 12.5762 | 24.1353 | 8.2723 | 6.0345 | 12.1904 | 24.2464 | 8.1428 | 5.9401 | 11.784 | 24.3757 | 8.0011 | 5.8367 | 11.3147 | 24.9309 | 7.4043 | 5.4013 | 9.5961 | 25.3964 | 7.3141 | 5.3355 | 8.6667 | 25.7063 | 7.7381 | 5.6448 | 8.3677 | 25.9561 | 7.7334 | 5.6414 | 8.3628 | 23.6628 | 9.7271 | 7.0958 | 14.3328 | 23.6519 | 9.3258 | 6.8031 | 14.1369 | 23.6824 | 9.1927 | 6.706 | 14.0612 | 23.7239 | 9.0416 | 6.5957 | 13.8602 | 23.7663 | 8.9029 | 6.4945 | 13.7357 | 23.8186 | 8.7205 | 6.3615 | 13.5063 | 23.888 | 8.6395 | 6.3024 | 13.2809 | 23.972 | 8.5703 | 6.2519 | 12.9691 | 24.0718 | 8.4829 | 6.1882 | 12.5772 | 24.1863 | 8.3955 | 6.1244 | 12.198 | 24.4074 | 8.1542 | 5.9484 | 11.1463 | 24.5943 | 8.1179 | 5.9219 | 10.4244 | 24.7513 | 8.251 | 6.019 | 9.9839 | 24.8796 | 8.1367 | 5.9356 | 9.6578 | 23.6631 | 9.7271 | 7.0958 | 14.3328 | 23.6571 | 9.3028 | 6.7863 | 14.0167 | 23.7073 | 9.1457 | 6.6717 | 13.8751 | 23.78 | 8.9531 | 6.5312 | 13.554 | 23.8573 | 8.7718 | 6.3989 | 13.2621 | 23.9419 | 8.523 | 6.2174 | 12.9131 | 24.0337 | 8.4025 | 6.1295 | 12.5755 | 24.1366 | 8.2782 | 6.0389 | 12.1897 | 24.248 | 8.1455 | 5.942 | 11.7831 | 24.3681 | 8.0122 | 5.8448 | 11.35 | 24.8688 | 7.4375 | 5.4256 | 9.7584 | 25.2559 | 7.3586 | 5.368 | 8.8917 | 25.5297 | 7.79 | 5.6827 | 8.5918 | 25.7317 | 7.7908 | 5.6833 | 8.5855 | 23.6637 | 9.7271 | 7.0958 | 14.3328 | 23.6539 | 8.909 | 6.499 | 14.0086 | 23.7105 | 8.519 | 6.2145 | 13.8677 | 23.7935 | 8.1216 | 5.9246 | 13.5455 | 23.8941 | 7.7463 | 5.6508 | 13.2841 | 24.0145 | 7.3684 | 5.3752 | 12.9552 | 24.154 | 7.2232 | 5.2692 | 12.6268 | 24.3185 | 7.0718 | 5.1588 | 12.2487 | 24.5017 | 6.9245 | 5.0513 | 11.8936 | 24.7178 | 6.7678 | 4.9371 | 11.5363 | 25.587 | 5.85 | 4.2675 | 8.986 | 26.3845 | 4.5422 | 3.3134 | 3.3301 | 22.2078 | 3.6023 | 2.6278 | -1.2379 | 17.3566 | 2.8154 | 2.0538 | -4.3253 | 23.6637 | 9.7271 | 7.0958 | 14.3328 | 23.6344 | 9.3659 | 6.8323 | 14.0868 | 23.7037 | 9.2265 | 6.7306 | 13.9017 | 23.7798 | 9.0421 | 6.5961 | 13.6075 | 23.8726 | 8.7982 | 6.4181 | 13.3561 | 23.981 | 8.52 | 6.2152 | 13.0883 | 24.1129 | 8.3451 | 6.0877 | 12.8199 | 24.2651 | 8.1958 | 5.9788 | 12.5135 | 24.4452 | 8.0533 | 5.8748 | 12.0458 | 24.6929 | 7.7461 | 5.6507 | 10.7073 | 25.6494 | 7.17 | 5.2304 | 4.4111 | 26.2531 | 5.801 | 4.2318 | -0.7153 | 26.4815 | 5.0294 | 3.6689 | -3.7596 | 26.4251 | 5.0182 | 3.6607 | -3.0164
FALLOWFIELD | WEST DIDSBURY | SOUTH MANCHESTER | 385608 | 393881 | primary | best view | 31.7533 | 12.3298 | 8.9944 | 12.0894 | 31.7449 | 12.2558 | 8.9405 | 11.7325 | 31.7917 | 12.1741 | 8.8808 | 11.449 | 31.871 | 12.0631 | 8.7998 | 11.1234 | 31.9597 | 11.9748 | 8.7354 | 10.7162 | 32.0544 | 11.799 | 8.6072 | 10.3055 | 32.153 | 11.6115 | 8.4704 | 9.8606 | 32.2608 | 11.5037 | 8.3918 | 9.4273 | 32.3774 | 11.3726 | 8.2962 | 9.0113 | 32.5173 | 11.1955 | 8.167 | 8.4424 | 33.0491 | 10.4785 | 7.6439 | 6.3111 | 33.3885 | 9.9362 | 7.2483 | 5.1167 | 33.5815 | 9.5762 | 6.9857 | 4.692 | 33.6976 | 9.4684 | 6.9071 | 4.7433 | 31.7531 | 12.3298 | 8.9944 | 12.0894 | 31.75 | 12.2851 | 8.9618 | 11.9275 | 31.7882 | 12.2166 | 8.9118 | 11.7387 | 31.846 | 12.1504 | 8.8636 | 11.5773 | 31.9123 | 12.1023 | 8.8285 | 11.3517 | 31.9935 | 12.0587 | 8.7966 | 11.0754 | 32.0957 | 11.9608 | 8.7253 | 10.7087 | 32.2192 | 11.8649 | 8.6553 | 10.3265 | 32.3641 | 11.7634 | 8.5812 | 9.9328 | 32.5307 | 11.6447 | 8.4946 | 9.4611 | 32.7723 | 11.3118 | 8.2518 | 8.0988 | 32.9779 | 11.0095 | 8.0313 | 7.0661 | 33.1054 | 10.8325 | 7.9022 | 6.4374 | 33.1585 | 10.6337 | 7.7571 | 5.9879 | 31.7533 | 12.3298 | 8.9944 | 12.0894 | 31.7449 | 12.2366 | 8.9264 | 11.7325 | 31.7917 | 12.1664 | 8.8753 | 11.449 | 31.8709 | 12.0319 | 8.7771 | 11.1234 | 31.9596 | 11.9647 | 8.7281 | 10.7162 | 32.0544 | 11.7939 | 8.6035 | 10.3055 | 32.1533 | 11.6187 | 8.4757 | 9.8605 | 32.2612 | 11.4876 | 8.38 | 9.4271 | 32.3778 | 11.3678 | 8.2926 | 9.011 | 32.51 | 11.1992 | 8.1696 | 8.4806 | 33.0063 | 10.5038 | 7.6624 | 6.4747 | 33.3145 | 9.9722 | 7.2746 | 5.3209 | 33.4946 | 9.6129 | 7.0125 | 4.8838 | 33.5986 | 9.4974 | 6.9282 | 4.9104 | 31.7538 | 12.3298 | 8.9944 | 12.0894 | 31.7426 | 12.231 | 8.9224 | 11.7233 | 31.7946 | 12.1348 | 8.8522 | 11.4396 | 31.8896 | 11.9012 | 8.6818 | 11.1018 | 32.0031 | 11.7055 | 8.539 | 10.6962 | 32.1366 | 11.457 | 8.3577 | 10.2644 | 32.2915 | 11.2674 | 8.2194 | 9.7522 | 32.4669 | 11.0916 | 8.0912 | 9.246 | 32.6405 | 10.9046 | 7.9548 | 8.8167 | 32.832 | 10.7095 | 7.8124 | 8.3285 | 33.4444 | 9.6218 | 7.0189 | 5.5638 | 33.9837 | 8.1535 | 5.9479 | 0.39664 | 34.2554 | 7.0594 | 5.1497 | -3.332 | 34.3872 | 6.2518 | 4.5606 | -5.8775 | 31.7538 | 12.3298 | 8.9944 | 12.0894 | 31.7164 | 12.2523 | 8.9379 | 11.7976 | 31.773 | 12.1091 | 8.8334 | 11.4355 | 31.8565 | 12.0144 | 8.7644 | 11.1095 | 31.9584 | 11.7717 | 8.5873 | 10.7166 | 32.0726 | 11.4996 | 8.3888 | 10.3334 | 32.1966 | 11.2399 | 8.1994 | 9.8969 | 32.3151 | 11.0874 | 8.0881 | 9.481 | 32.4487 | 10.9122 | 7.9603 | 9.041 | 32.6367 | 10.5694 | 7.7103 | 7.758 | 33.3016 | 8.8967 | 6.49 | 1.7268 | 33.7 | 7.7141 | 5.6273 | -2.865 | 33.7992 | 7.0713 | 5.1584 | -5.3011 | 33.6865 | 7.0135 | 5.1163 | -4.4832
FARNWORTH | KEARSLEY LOCAL | KEARSLEY | 373726 | 405532 | primary | best view | 31.2093 | 13.0549 | 9.3828 | 13.6246 | 31.1852 | 12.9144 | 9.2818 | 12.8528 | 31.2541 | 12.8623 | 9.2444 | 12.6788 | 31.362 | 12.7375 | 9.1547 | 12.3498 | 31.4436 | 12.6534 | 9.0942 | 12.194 | 31.5324 | 12.5433 | 9.0151 | 11.7815 | 31.63 | 12.4252 | 8.9303 | 11.4668 | 31.7384 | 12.3473 | 8.8742 | 11.17 | 31.8629 | 12.217 | 8.7806 | 10.7466 | 32.0112 | 12.1198 | 8.7108 | 10.3147 | 32.7781 | 11.5417 | 8.2953 | 8.5015 | 33.5229 | 11.2079 | 8.0553 | 7.4216 | 34.0366 | 11.0691 | 7.9556 | 7.075 | 34.4572 | 11.0134 | 7.9156 | 7.0775 | 31.2107 | 13.0549 | 9.3828 | 13.6246 | 31.1995 | 12.9683 | 9.3206 | 13.1797 | 31.2373 | 12.9225 | 9.2876 | 13.0851 | 31.2597 | 12.8583 | 9.2415 | 12.881 | 31.2796 | 12.8203 | 9.2142 | 12.8677 | 31.309 | 12.7478 | 9.1621 | 12.5752 | 31.3608 | 12.6787 | 9.1124 | 12.3306 | 31.4317 | 12.6242 | 9.0733 | 12.088 | 31.5205 | 12.541 | 9.0135 | 11.7056 | 31.6304 | 12.4681 | 8.9611 | 11.3725 | 32.012 | 12.2095 | 8.7752 | 10.2764 | 32.3989 | 12.0128 | 8.6339 | 9.4685 | 32.7106 | 11.9899 | 8.6174 | 8.9478 | 32.9459 | 11.823 | 8.4975 | 8.5946 | 31.2093 | 13.0549 | 9.3828 | 13.6246 | 31.185 | 12.9142 | 9.2817 | 12.853 | 31.2542 | 12.8622 | 9.2443 | 12.6785 | 31.3629 | 12.7569 | 9.1686 | 12.3497 | 31.4443 | 12.6504 | 9.0921 | 12.194 | 31.534 | 12.5441 | 9.0157 | 11.7809 | 31.6339 | 12.4326 | 8.9355 | 11.4649 | 31.7426 | 12.351 | 8.8769 | 11.168 | 31.8607 | 12.2218 | 8.7841 | 10.746 | 31.9959 | 12.1262 | 8.7153 | 10.3527 | 32.6742 | 11.5817 | 8.324 | 8.7036 | 33.2228 | 11.2746 | 8.1033 | 7.7544 | 33.6111 | 11.151 | 8.0144 | 7.4516 | 33.8742 | 11.1115 | 7.9861 | 7.5062 | 31.2092 | 13.0549 | 9.3828 | 13.6246 | 31.1841 | 12.8909 | 9.265 | 12.8426 | 31.2527 | 12.8243 | 9.2171 | 12.6648 | 31.3647 | 12.6896 | 9.1202 | 12.3298 | 31.4713 | 12.5795 | 9.0412 | 12.1778 | 31.5985 | 12.4325 | 8.9355 | 11.7539 | 31.7545 | 12.2829 | 8.828 | 11.3953 | 31.9413 | 12.167 | 8.7447 | 11.0464 | 32.1486 | 12.0364 | 8.6508 | 10.6249 | 32.3983 | 11.9151 | 8.5636 | 10.2705 | 33.6451 | 11.0957 | 7.9747 | 7.7657 | 34.8667 | 9.7905 | 7.0366 | 2.3729 | 35.6404 | 8.8887 | 6.3885 | -1.7683 | 36.0102 | 8.2501 | 5.9295 | -4.6222 | 31.2092 | 13.0549 | 9.3828 | 13.6246 | 31.1587 | 12.93 | 9.2931 | 12.9188 | 31.2665 | 12.8447 | 9.2317 | 12.6857 | 31.3674 | 12.7277 | 9.1476 | 12.369 | 31.4661 | 12.6067 | 9.0607 | 12.2416 | 31.5928 | 12.4631 | 8.9575 | 11.8683 | 31.7619 | 12.2467 | 8.802 | 11.5637 | 31.9647 | 12.1707 | 8.7474 | 11.2774 | 32.2101 | 12.0286 | 8.6452 | 10.7879 | 32.5128 | 11.74 | 8.4378 | 9.578 | 33.7786 | 10.2912 | 7.3965 | 3.6816 | 34.7815 | 9.0245 | 6.4861 | -1.1437 | 35.2529 | 8.543 | 6.14 | -3.8533 | 35.2841 | 8.5224 | 6.1252 | -3.1657
FENISCOWLES | LOWER DARWEN | ROCHDALE | 364660 | 425120 | primary | best view | 18.3137 | 18.3137 | 18.3137 | 14.2352 | 18.3135 | 18.3135 | 18.3135 | 14.2749 | 18.3391 | 18.3391 | 18.3391 | 14.1932 | 18.3684 | 18.3684 | 18.3684 | 14.0682 | 18.4061 | 18.4061 | 18.4061 | 14.0383 | 18.4464 | 18.4464 | 18.4464 | 13.9421 | 18.4878 | 18.4878 | 18.4878 | 13.8449 | 18.5327 | 18.5327 | 18.5327 | 13.7714 | 18.5798 | 18.5798 | 18.5798 | 13.6987 | 18.6343 | 18.6343 | 18.6343 | 13.5516 | 18.8449 | 18.8449 | 18.8449 | 13.1483 | 18.9566 | 18.9566 | 18.9566 | 12.9817 | 18.9887 | 18.9887 | 18.9887 | 12.9848 | 18.9968 | 18.9968 | 18.9968 | 13.1497 | 18.3139 | 18.3139 | 18.3139 | 14.2352 | 18.3166 | 18.3166 | 18.3166 | 14.3188 | 18.3375 | 18.3375 | 18.3375 | 14.3064 | 18.356 | 18.356 | 18.356 | 14.2673 | 18.3782 | 18.3782 | 18.3782 | 14.3273 | 18.4053 | 18.4053 | 18.4053 | 14.3143 | 18.4353 | 18.4353 | 18.4353 | 14.28 | 18.4674 | 18.4674 | 18.4674 | 14.2541 | 18.5012 | 18.5012 | 18.5012 | 14.2172 | 18.536 | 18.536 | 18.536 | 14.1256 | 18.6491 | 18.6491 | 18.6491 | 13.9485 | 18.7216 | 18.7216 | 18.7216 | 13.8328 | 18.7656 | 18.7656 | 18.7656 | 13.7633 | 18.7923 | 18.7923 | 18.7923 | 13.7893 | 18.3137 | 18.3137 | 18.3137 | 14.2352 | 18.3135 | 18.3135 | 18.3135 | 14.275 | 18.3391 | 18.3391 | 18.3391 | 14.1932 | 18.3683 | 18.3683 | 18.3683 | 14.0682 | 18.406 | 18.406 | 18.406 | 14.0383 | 18.4464 | 18.4464 | 18.4464 | 13.942 | 18.488 | 18.488 | 18.488 | 13.8448 | 18.5329 | 18.5329 | 18.5329 | 13.7713 | 18.5801 | 18.5801 | 18.5801 | 13.6985 | 18.6289 | 18.6289 | 18.6289 | 13.5625 | 18.8163 | 18.8163 | 18.8163 | 13.2014 | 18.9103 | 18.9103 | 18.9103 | 13.0515 | 18.9378 | 18.9378 | 18.9378 | 13.0522 | 18.9395 | 18.9395 | 18.9395 | 13.213 | 18.3136 | 18.3136 | 18.3136 | 14.2352 | 18.3142 | 18.3142 | 18.3142 | 14.2839 | 18.3404 | 18.3404 | 18.3404 | 14.2143 | 18.3707 | 18.3707 | 18.3707 | 14.1035 | 18.4092 | 18.4092 | 18.4092 | 14.0931 | 18.4514 | 18.4514 | 18.4514 | 14.0153 | 18.4968 | 18.4968 | 18.4968 | 13.9303 | 18.5462 | 18.5462 | 18.5462 | 13.8708 | 18.5971 | 18.5971 | 18.5971 | 13.8258 | 18.65 | 18.65 | 18.65 | 13.7296 | 18.8724 | 18.8724 | 18.8724 | 13.216 | 19.0635 | 19.0635 | 19.0635 | 12.061 | 19.1685 | 19.1685 | 19.1685 | 11.153 | 19.2173 | 19.2173 | 19.2173 | 10.6478 | 18.3136 | 18.3136 | 18.3136 | 14.2352 | 18.3123 | 18.3123 | 18.3123 | 14.29 | 18.3562 | 18.3562 | 18.3562 | 14.188 | 18.3906 | 18.3906 | 18.3906 | 14.0691 | 18.4308 | 18.4308 | 18.4308 | 14.05 | 18.4714 | 18.4714 | 18.4714 | 13.9722 | 18.5155 | 18.5155 | 18.5155 | 13.8953 | 18.561 | 18.561 | 18.561 | 13.8485 | 18.6098 | 18.6098 | 18.6098 | 13.7699 | 18.6665 | 18.6665 | 18.6665 | 13.4543 | 18.9146 | 18.9146 | 18.9146 | 12.1263 | 19.0586 | 19.0586 | 19.0586 | 11.1059 | 19.1044 | 19.1044 | 19.1044 | 10.5359 | 19.0678 | 19.0678 | 19.0678 | 10.872
FERODO | NEW MILLS | STALYBRIDGE | 405720 | 381338 | primary | best view | 29.9763 | 16.5126 | 11.8679 | 17.1118 | 29.9735 | 16.4333 | 11.8109 | 16.5643 | 30.0594 | 16.19 | 11.6361 | 16.452 | 30.1594 | 16.2276 | 11.6631 | 16.2166 | 30.2722 | 16.1625 | 11.6163 | 16.1153 | 30.3741 | 16.0536 | 11.538 | 15.8742 | 30.4428 | 15.9559 | 11.4679 | 15.6941 | 30.5226 | 15.8586 | 11.3979 | 15.4544 | 30.7586 | 15.7269 | 11.3033 | 15.0636 | 30.854 | 15.5676 | 11.1887 | 14.6756 | 31.3844 | 15.1564 | 10.8932 | 13.3199 | 31.9894 | 14.499 | 10.4207 | 12.4858 | 32.4347 | 13.0736 | 9.3963 | 12.2317 | 32.8768 | 13.3262 | 9.5778 | 12.3122 | 29.9762 | 16.5126 | 11.8679 | 17.1118 | 29.9753 | 16.4866 | 11.8493 | 16.8955 | 30.0368 | 16.4303 | 11.8088 | 16.9436 | 30.0966 | 16.3504 | 11.7514 | 16.9028 | 30.152 | 16.2563 | 11.6837 | 16.99 | 30.2002 | 16.1359 | 11.5972 | 16.9334 | 30.2342 | 16.0221 | 11.5154 | 16.8484 | 30.2821 | 15.9859 | 11.4894 | 16.7202 | 30.3429 | 15.9409 | 11.457 | 16.542 | 30.4147 | 15.8856 | 11.4173 | 16.2945 | 30.648 | 15.7384 | 11.3115 | 15.7066 | 30.887 | 15.6111 | 11.22 | 15.2105 | 31.1301 | 15.6667 | 11.2599 | 14.8847 | 31.3391 | 15.7153 | 11.2949 | 14.6754 | 29.9763 | 16.5126 | 11.8679 | 17.1118 | 29.9732 | 16.4332 | 11.8109 | 16.5645 | 30.059 | 16.1875 | 11.6343 | 16.4524 | 30.1587 | 16.2255 | 11.6616 | 16.2173 | 30.2713 | 16.1602 | 11.6146 | 16.1161 | 30.3744 | 16.0509 | 11.5361 | 15.8739 | 30.4463 | 15.9628 | 11.4728 | 15.6921 | 30.5267 | 15.8682 | 11.4048 | 15.4521 | 30.7632 | 15.7344 | 11.3086 | 15.061 | 30.8525 | 15.5782 | 11.1964 | 14.6936 | 31.3097 | 15.0882 | 10.8442 | 13.4302 | 31.7322 | 14.5952 | 10.4899 | 12.7053 | 32.0884 | 13.2538 | 9.5258 | 12.4862 | 32.3683 | 13.4233 | 9.6476 | 12.6383 | 29.9764 | 16.5126 | 11.8679 | 17.1118 | 29.9705 | 16.4201 | 11.8014 | 16.5628 | 30.0573 | 16.2859 | 11.705 | 16.4463 | 30.1606 | 16.1446 | 11.6034 | 16.2105 | 30.2819 | 16.0303 | 11.5213 | 16.0918 | 30.5927 | 15.8538 | 11.3944 | 15.6339 | 30.7204 | 15.6779 | 11.268 | 15.4072 | 30.8589 | 15.6176 | 11.2247 | 15.117 | 31.0156 | 15.5578 | 11.1817 | 14.8445 | 31.2007 | 15.4664 | 11.116 | 14.5012 | 35.1644 | 14.5527 | 10.4593 | 9.9802 | 36.2581 | 14.15 | 10.1698 | 7.3077 | 36.8185 | 14.1885 | 10.1976 | 5.7486 | 37.039 | 13.854 | 9.9571 | 4.5541 | 29.9764 | 16.5126 | 11.8679 | 17.1118 | 29.9611 | 16.4421 | 11.8172 | 16.5915 | 30.0994 | 16.3947 | 11.7832 | 16.4526 | 30.2095 | 16.1977 | 11.6416 | 16.22 | 30.5085 | 15.9357 | 11.4533 | 15.9305 | 30.633 | 15.5622 | 11.1848 | 15.6531 | 30.7606 | 15.3303 | 11.0182 | 15.4139 | 34.4614 | 14.6041 | 10.4963 | 11.6439 | 34.471 | 14.5131 | 10.4308 | 11.5233 | 34.5263 | 14.3072 | 10.2829 | 11.1163 | 35.3741 | 12.6231 | 9.0725 | 8.5321 | 36.2419 | 11.7307 | 8.4311 | 6.3239 | 36.4698 | 11.1944 | 8.0457 | 5.3198 | 36.4212 | 11.4655 | 8.2405 | 5.6766
FLAT LANE | PADIHAM | PADIHAM | 383248 | 456995 | primary | best view | 10.9942 | 10.9942 | 10.9942 | 5.6834 | 10.9975 | 10.9975 | 10.9975 | 5.2057 | 11.026 | 11.026 | 11.026 | 5.0545 | 11.0605 | 11.0605 | 11.0605 | 4.8876 | 11.0968 | 11.0968 | 11.0968 | 4.7266 | 11.1341 | 11.1341 | 11.1341 | 4.5601 | 11.174 | 11.174 | 11.174 | 4.3993 | 11.2186 | 11.2186 | 11.2186 | 4.2199 | 11.2682 | 11.2682 | 11.2682 | 4.0326 | 11.3326 | 11.3326 | 11.3326 | 3.7713 | 11.5737 | 11.5737 | 11.5737 | 2.83 | 11.7363 | 11.7363 | 11.7363 | 2.375 | 11.8269 | 11.8269 | 11.8269 | 2.2509 | 11.853 | 11.853 | 11.853 | 2.4249 | 10.9939 | 10.9939 | 10.9939 | 5.6834 | 11 | 11 | 11 | 5.4563 | 11.0285 | 11.0285 | 11.0285 | 5.3635 | 11.0552 | 11.0552 | 11.0552 | 5.2855 | 11.0826 | 11.0826 | 11.0826 | 5.2116 | 11.1159 | 11.1159 | 11.1159 | 5.1135 | 11.1558 | 11.1558 | 11.1558 | 4.9973 | 11.2025 | 11.2025 | 11.2025 | 4.8516 | 11.2557 | 11.2557 | 11.2557 | 4.6894 | 11.3156 | 11.3156 | 11.3156 | 4.5076 | 11.4142 | 11.4142 | 11.4142 | 4.0244 | 11.5074 | 11.5074 | 11.5074 | 3.5583 | 11.5652 | 11.5652 | 11.5652 | 3.2321 | 11.5887 | 11.5887 | 11.5887 | 3.0311 | 10.9942 | 10.9942 | 10.9942 | 5.6834 | 10.9975 | 10.9975 | 10.9975 | 5.2057 | 11.026 | 11.026 | 11.026 | 5.0545 | 11.0605 | 11.0605 | 11.0605 | 4.8876 | 11.0968 | 11.0968 | 11.0968 | 4.7266 | 11.1341 | 11.1341 | 11.1341 | 4.5601 | 11.174 | 11.174 | 11.174 | 4.3993 | 11.2186 | 11.2186 | 11.2186 | 4.2199 | 11.2682 | 11.2682 | 11.2682 | 4.0326 | 11.3289 | 11.3289 | 11.3289 | 3.7884 | 11.5544 | 11.5544 | 11.5544 | 2.9037 | 11.7081 | 11.7081 | 11.7081 | 2.4627 | 11.7961 | 11.7961 | 11.7961 | 2.3287 | 11.8231 | 11.8231 | 11.8231 | 2.4859 | 10.9943 | 10.9943 | 10.9943 | 5.6834 | 10.9985 | 10.9985 | 10.9985 | 5.1923 | 11.03 | 11.03 | 11.03 | 5.0333 | 11.072 | 11.072 | 11.072 | 4.8591 | 11.1226 | 11.1226 | 11.1226 | 4.6807 | 11.1834 | 11.1834 | 11.1834 | 4.4892 | 11.2464 | 11.2464 | 11.2464 | 4.2917 | 11.3158 | 11.3158 | 11.3158 | 4.0799 | 11.3902 | 11.3902 | 11.3902 | 3.8906 | 11.4767 | 11.4767 | 11.4767 | 3.6938 | 11.7708 | 11.7708 | 11.7708 | 2.8103 | 12.0115 | 12.0115 | 12.0115 | 1.7039 | 12.1363 | 12.1363 | 12.1363 | 1.1013 | 12.2098 | 12.2098 | 12.2098 | 0.68805 | 10.9943 | 10.9943 | 10.9943 | 5.6834 | 10.9919 | 10.9919 | 10.9919 | 5.2077 | 11.0311 | 11.0311 | 11.0311 | 5.0048 | 11.0717 | 11.0717 | 11.0717 | 4.8279 | 11.1192 | 11.1192 | 11.1192 | 4.645 | 11.171 | 11.171 | 11.171 | 4.4647 | 11.2299 | 11.2299 | 11.2299 | 4.2915 | 11.2949 | 11.2949 | 11.2949 | 4.1134 | 11.3647 | 11.3647 | 11.3647 | 3.9524 | 11.4608 | 11.4608 | 11.4608 | 3.62 | 11.7995 | 11.7995 | 11.7995 | 2.1159 | 11.9437 | 11.9437 | 11.9437 | 1.1816 | 11.9554 | 11.9554 | 11.9554 | 0.82561 | 11.913 | 11.913 | 11.913 | 1.1031
FREDERICK RD | FREDERICK RD | KEARSLEY | 381697 | 399348 | primary | best view | 32.3669 | 9.3346 | 6.8094 | 14.0803 | 32.3547 | 9.1126 | 6.6475 | 13.304 | 32.3983 | 9.0336 | 6.5899 | 13.2044 | 32.4884 | 8.935 | 6.518 | 12.8305 | 32.5785 | 8.861 | 6.4639 | 12.6981 | 32.6709 | 8.7138 | 6.3566 | 12.1888 | 32.7686 | 8.5985 | 6.2725 | 11.8606 | 32.8776 | 8.4817 | 6.1873 | 11.4766 | 32.9945 | 8.3494 | 6.0908 | 11.065 | 33.1242 | 8.1973 | 5.9798 | 10.499 | 33.7521 | 7.5635 | 5.5175 | 8.3425 | 34.446 | 7.03 | 5.1283 | 6.8096 | 34.9715 | 6.8351 | 4.9861 | 5.9327 | 35.4921 | 6.7532 | 4.9264 | 5.5916 | 32.3666 | 9.3346 | 6.8094 | 14.0803 | 32.3434 | 9.216 | 6.7229 | 13.6844 | 32.3623 | 9.1575 | 6.6803 | 13.7106 | 32.4188 | 9.061 | 6.6099 | 13.4554 | 32.4628 | 9.0003 | 6.5656 | 13.3705 | 32.5061 | 8.8749 | 6.4741 | 12.9522 | 32.5732 | 8.7886 | 6.4111 | 12.6831 | 32.6614 | 8.725 | 6.3648 | 12.3447 | 32.7701 | 8.633 | 6.2976 | 12.0038 | 32.8971 | 8.5346 | 6.2259 | 11.5208 | 33.2205 | 8.257 | 6.0234 | 10.1731 | 33.5815 | 8.0302 | 5.8579 | 8.8907 | 33.9542 | 7.896 | 5.76 | 7.8149 | 34.2893 | 7.7508 | 5.6541 | 6.9988 | 32.3669 | 9.3346 | 6.8094 | 14.0803 | 32.3543 | 9.1152 | 6.6494 | 13.3043 | 32.3977 | 9.0371 | 6.5924 | 13.205 | 32.4875 | 8.9419 | 6.523 | 12.8313 | 32.5772 | 8.868 | 6.4691 | 12.699 | 32.6712 | 8.7221 | 6.3626 | 12.1886 | 32.7725 | 8.6088 | 6.28 | 11.8581 | 32.8822 | 8.4937 | 6.1961 | 11.4735 | 32.9998 | 8.3605 | 6.0989 | 11.0615 | 33.1238 | 8.2154 | 5.993 | 10.5262 | 33.6724 | 7.6126 | 5.5533 | 8.5125 | 34.1647 | 7.1094 | 5.1862 | 7.1337 | 34.5923 | 6.9323 | 5.057 | 6.306 | 34.9306 | 6.8683 | 5.0104 | 6.0603 | 32.3672 | 9.3346 | 6.8094 | 14.0803 | 32.3439 | 9.1271 | 6.6581 | 13.3026 | 32.3806 | 9.0592 | 6.6085 | 13.2059 | 32.4728 | 8.9129 | 6.5018 | 12.816 | 32.5703 | 8.8102 | 6.4269 | 12.6716 | 32.6872 | 8.6242 | 6.2912 | 12.1408 | 32.8256 | 8.4655 | 6.1755 | 11.7695 | 32.9856 | 8.2962 | 6.052 | 11.3069 | 33.1634 | 8.1219 | 5.9248 | 10.907 | 33.369 | 7.9255 | 5.7815 | 10.3729 | 34.3936 | 7.0042 | 5.1095 | 7.8363 | 35.465 | 5.8602 | 4.2749 | 3.5702 | 31.4515 | 5.1017 | 3.7217 | 0.44404 | 28.0642 | 4.5523 | 3.3208 | -1.688 | 32.3672 | 9.3346 | 6.8094 | 14.0803 | 32.326 | 9.1228 | 6.6549 | 13.3446 | 32.3712 | 9.0639 | 6.612 | 13.2054 | 32.4572 | 8.949 | 6.5282 | 12.8113 | 32.5481 | 8.8029 | 6.4216 | 12.6382 | 32.6625 | 8.5635 | 6.2469 | 12.105 | 32.8068 | 8.3998 | 6.1275 | 11.761 | 32.9766 | 8.2697 | 6.0326 | 11.3459 | 33.1728 | 8.1171 | 5.9213 | 10.9126 | 33.4178 | 7.8566 | 5.7313 | 9.8488 | 34.5638 | 6.545 | 4.7745 | 5.0519 | 34.2675 | 5.5585 | 4.0549 | 1.2424 | 31.8959 | 5.1738 | 3.7742 | -0.92916 | 31.6943 | 5.1411 | 3.7504 | -0.65074
FUSEHILL | CARLISLE | HARKER / HUTTON | 341042 | 555452 | primary | best view | 33.9477 | 10.2337 | 7.3552 | 10.9307 | 33.9024 | 10.1572 | 7.3002 | 10.6842 | 33.9734 | 10.1077 | 7.2646 | 10.6332 | 34.0982 | 9.7525 | 7.0093 | 10.2611 | 34.2064 | 9.5424 | 6.8583 | 10.1461 | 34.3126 | 9.2913 | 6.6778 | 9.7734 | 34.4238 | 9.0511 | 6.5052 | 9.4487 | 34.5133 | 8.854 | 6.3636 | 9.3179 | 34.6 | 8.721 | 6.268 | 8.9545 | 34.6994 | 8.5746 | 6.1627 | 8.5657 | 35.0573 | 8.106 | 5.8259 | 7.2803 | 35.3186 | 8.0033 | 5.7522 | 6.6046 | 35.4142 | 8.1107 | 5.8293 | 6.4848 | 35.4174 | 7.9692 | 5.7276 | 6.7911 | 33.9475 | 10.2337 | 7.3552 | 10.9307 | 33.8248 | 10.2067 | 7.3357 | 10.8561 | 33.787 | 10.1338 | 7.2833 | 10.9891 | 33.7884 | 9.8846 | 7.1043 | 10.8748 | 33.7667 | 9.6896 | 6.9641 | 10.9915 | 33.752 | 9.4666 | 6.8039 | 10.8376 | 33.774 | 9.2526 | 6.6501 | 10.6472 | 33.8321 | 9.1396 | 6.5688 | 10.657 | 33.9239 | 9.0391 | 6.4966 | 10.326 | 34.0484 | 8.9359 | 6.4224 | 10.0081 | 34.1146 | 8.713 | 6.2622 | 9.4977 | 34.1091 | 8.5294 | 6.1302 | 9.1383 | 34.0496 | 8.811 | 6.3327 | 8.9805 | 33.9494 | 8.9694 | 6.4465 | 9.017 | 33.9477 | 10.2337 | 7.3552 | 10.9307 | 33.9023 | 10.1572 | 7.3002 | 10.6842 | 33.9746 | 10.1075 | 7.2645 | 10.633 | 34.0993 | 9.7701 | 7.0219 | 10.2609 | 34.2074 | 9.528 | 6.848 | 10.146 | 34.3137 | 9.2926 | 6.6788 | 9.7732 | 34.4252 | 9.0764 | 6.5234 | 9.4481 | 34.5145 | 8.8877 | 6.3877 | 9.3172 | 34.5992 | 8.7518 | 6.2901 | 8.9546 | 34.6914 | 8.607 | 6.186 | 8.5913 | 35.0074 | 8.093 | 5.8166 | 7.3966 | 35.1975 | 8.0082 | 5.7557 | 6.7727 | 35.2473 | 8.1234 | 5.8384 | 6.6617 | 35.2008 | 7.9926 | 5.7444 | 6.9726 | 33.9483 | 10.2337 | 7.3552 | 10.9307 | 33.8894 | 10.154 | 7.2978 | 10.6836 | 33.9571 | 10.0931 | 7.2541 | 10.6357 | 34.0864 | 9.387 | 6.7466 | 10.2637 | 34.2126 | 9.2302 | 6.6339 | 10.1499 | 34.341 | 9.0078 | 6.4741 | 9.7642 | 34.4374 | 8.8137 | 6.3346 | 9.4111 | 34.5504 | 8.6407 | 6.2102 | 9.2434 | 34.6738 | 8.4851 | 6.0984 | 8.8831 | 34.8177 | 8.3102 | 5.9727 | 8.5623 | 35.3186 | 7.4862 | 5.3805 | 6.8706 | 35.7583 | 6.3749 | 4.5818 | 3.2352 | 33.8639 | 5.5754 | 4.0072 | 0.59545 | 30.4047 | 5.0059 | 3.5978 | -1.0874 | 33.9483 | 10.2337 | 7.3552 | 10.9307 | 33.8714 | 10.1637 | 7.3049 | 10.7427 | 33.958 | 10.0626 | 7.2322 | 10.661 | 34.0885 | 9.8953 | 7.1119 | 10.3019 | 34.2102 | 9.7454 | 7.0042 | 10.2175 | 34.2887 | 9.2254 | 6.6305 | 9.8829 | 34.3762 | 8.8642 | 6.3709 | 9.587 | 34.4781 | 8.7871 | 6.3155 | 9.4874 | 34.5939 | 8.6881 | 6.2443 | 9.1301 | 34.7525 | 8.5183 | 6.1222 | 8.2102 | 35.3093 | 7.4688 | 5.368 | 4.045 | 35.6139 | 6.262 | 4.5006 | 0.87581 | 33.6962 | 5.5478 | 3.9873 | -0.8021 | 34.4117 | 5.6656 | 4.072 | 0.092967
GALE | BELFIELD | ROCHDALE | 389570 | 414943 | primary | best view | 30.0129 | 13.0174 | 9.496 | 18.2467 | 30.0093 | 12.8658 | 9.3854 | 18.1065 | 30.0375 | 12.8149 | 9.3483 | 18.0572 | 30.0846 | 12.7553 | 9.3048 | 17.9749 | 30.1396 | 12.5989 | 9.1907 | 17.7054 | 30.2003 | 12.4478 | 9.0805 | 17.3679 | 30.2651 | 12.3344 | 8.9977 | 17.043 | 30.3368 | 12.2603 | 8.9437 | 16.8702 | 30.4136 | 12.1436 | 8.8586 | 16.4945 | 30.503 | 12.0319 | 8.7771 | 16.1633 | 30.8428 | 11.6258 | 8.4809 | 14.979 | 31.0845 | 11.4309 | 8.3387 | 14.2994 | 31.2294 | 11.595 | 8.4584 | 14.0482 | 31.3182 | 11.5461 | 8.4227 | 13.9808 | 30.0127 | 13.0174 | 9.496 | 18.2467 | 30.0154 | 12.8738 | 9.3912 | 18.0913 | 30.0411 | 12.7963 | 9.3347 | 18.0613 | 30.0787 | 12.7555 | 9.305 | 18.0461 | 30.1194 | 12.6764 | 9.2473 | 17.8668 | 30.1681 | 12.5522 | 9.1567 | 17.6153 | 30.2283 | 12.4841 | 9.107 | 17.3576 | 30.2999 | 12.427 | 9.0653 | 17.2261 | 30.3598 | 12.3663 | 9.0211 | 16.8423 | 30.4202 | 12.3146 | 8.9833 | 16.6504 | 30.5707 | 12.1399 | 8.8559 | 15.9462 | 30.6877 | 12.0863 | 8.8168 | 15.3148 | 30.7604 | 12.147 | 8.8611 | 14.8774 | 30.8102 | 12.0331 | 8.778 | 14.4744 | 30.0129 | 13.0174 | 9.496 | 18.2467 | 30.0093 | 12.87 | 9.3885 | 18.1065 | 30.0375 | 12.8135 | 9.3473 | 18.0572 | 30.0846 | 12.7545 | 9.3042 | 17.9749 | 30.1396 | 12.5961 | 9.1887 | 17.7054 | 30.2003 | 12.4478 | 9.0805 | 17.3679 | 30.2651 | 12.3367 | 8.9995 | 17.043 | 30.3368 | 12.2638 | 8.9462 | 16.8702 | 30.4136 | 12.1474 | 8.8614 | 16.4945 | 30.4972 | 12.0386 | 8.782 | 16.1904 | 30.812 | 11.6467 | 8.4961 | 15.0925 | 31.039 | 11.4524 | 8.3544 | 14.4349 | 31.1807 | 11.6262 | 8.4811 | 14.1706 | 31.2709 | 11.5766 | 8.4449 | 14.0796 | 30.0132 | 13.0174 | 9.496 | 18.2467 | 30.0073 | 12.9258 | 9.4292 | 18.1034 | 30.0379 | 12.8503 | 9.3741 | 18.0588 | 30.0926 | 12.7463 | 9.2983 | 17.984 | 30.1613 | 12.5826 | 9.1789 | 17.7374 | 30.2395 | 12.4136 | 9.0555 | 17.4335 | 30.328 | 12.2207 | 8.9149 | 17.1277 | 30.4299 | 12.1258 | 8.8456 | 16.9762 | 30.5416 | 12.0825 | 8.814 | 16.6215 | 30.673 | 12.0201 | 8.7685 | 16.4373 | 31.1201 | 11.4532 | 8.3549 | 14.6947 | 31.5277 | 10.5855 | 7.7219 | 10.5826 | 31.7743 | 10.023 | 7.3117 | 7.3145 | 31.9271 | 9.4758 | 6.9125 | 4.9541 | 30.0132 | 13.0174 | 9.496 | 18.2467 | 29.9895 | 12.9216 | 9.4261 | 18.1615 | 30.0234 | 12.7737 | 9.3183 | 18.0841 | 30.0655 | 12.3759 | 9.028 | 18.0234 | 30.1187 | 12.2743 | 8.9539 | 17.7963 | 30.1795 | 12.0734 | 8.8074 | 17.5313 | 30.2516 | 11.8636 | 8.6543 | 17.2753 | 30.333 | 11.8043 | 8.6111 | 17.1801 | 30.4298 | 11.7024 | 8.5367 | 16.8082 | 30.5699 | 11.5069 | 8.3941 | 15.9436 | 31.0629 | 10.8398 | 7.9075 | 11.5027 | 31.3677 | 9.9072 | 7.2272 | 7.8089 | 31.4862 | 9.3709 | 6.8359 | 5.6368 | 31.4482 | 9.3178 | 6.7972 | 6.0135
GARSTANG | THORNTON | PENWORTHAM WEST / STANAH | 348319 | 445221 | primary | best view | 13.548 | 13.548 | 13.548 | -1.337 | 13.5534 | 13.5534 | 13.5534 | -1.999 | 13.6888 | 13.6888 | 13.6888 | -2.3513 | 13.8514 | 13.8514 | 13.8514 | -2.9887 | 14.0514 | 14.0514 | 14.0514 | -3.3911 | 14.2685 | 14.2685 | 14.2685 | -3.9791 | 14.4977 | 14.4977 | 14.4977 | -4.5237 | 14.7565 | 14.7565 | 14.7565 | -5.0992 | 15.0328 | 15.0328 | 15.0328 | -5.7012 | 15.3618 | 15.3618 | 15.3618 | -6.5432 | 16.4938 | 16.4938 | 16.4938 | -9.5909 | 17.2322 | 17.2322 | 17.2322 | -11.1804 | 17.7057 | 17.7057 | 17.7057 | -11.5475 | 18.0798 | 18.0798 | 18.0798 | -11.092 | 13.5472 | 13.5472 | 13.5472 | -1.337 | 13.5603 | 13.5603 | 13.5603 | -1.6851 | 13.6598 | 13.6598 | 13.6598 | -1.8665 | 13.7536 | 13.7536 | 13.7536 | -2.1856 | 13.8586 | 13.8586 | 13.8586 | -2.2586 | 13.9866 | 13.9866 | 13.9866 | -2.5708 | 14.1351 | 14.1351 | 14.1351 | -2.9012 | 14.3014 | 14.3014 | 14.3014 | -3.2944 | 14.4824 | 14.4824 | 14.4824 | -3.7853 | 14.6754 | 14.6754 | 14.6754 | -4.3235 | 15.2631 | 15.2631 | 15.2631 | -5.7297 | 15.7034 | 15.7034 | 15.7034 | -7.0486 | 16.0226 | 16.0226 | 16.0226 | -7.8978 | 16.2518 | 16.2518 | 16.2518 | -8.4582 | 13.548 | 13.548 | 13.548 | -1.337 | 13.5532 | 13.5532 | 13.5532 | -1.9989 | 13.6885 | 13.6885 | 13.6885 | -2.3511 | 13.851 | 13.851 | 13.851 | -2.9885 | 14.0508 | 14.0508 | 14.0508 | -3.3907 | 14.2687 | 14.2687 | 14.2687 | -3.9793 | 14.4994 | 14.4994 | 14.4994 | -4.5249 | 14.7585 | 14.7585 | 14.7585 | -5.1006 | 15.035 | 15.035 | 15.035 | -5.7027 | 15.336 | 15.336 | 15.336 | -6.4883 | 16.3925 | 16.3925 | 16.3925 | -9.3363 | 16.9951 | 16.9951 | 16.9951 | -10.8213 | 17.4063 | 17.4063 | 17.4063 | -11.1888 | 17.6851 | 17.6851 | 17.6851 | -10.7294 | 13.5505 | 13.5505 | 13.5505 | -1.337 | 13.5577 | 13.5577 | 13.5577 | -2.0368 | 13.723 | 13.723 | 13.723 | -2.419 | 13.9363 | 13.9363 | 13.9363 | -3.0733 | 14.2223 | 14.2223 | 14.2223 | -3.5166 | 14.5647 | 14.5647 | 14.5647 | -4.1932 | 14.9568 | 14.9568 | 14.9568 | -4.8781 | 15.4163 | 15.4163 | 15.4163 | -5.6021 | 15.8681 | 15.8681 | 15.8681 | -6.2619 | 16.2282 | 16.2282 | 16.2282 | -6.9594 | 17.5599 | 17.5599 | 17.5599 | -9.8706 | 18.6172 | 18.6172 | 18.6172 | -13.6514 | 19.1606 | 19.1606 | 19.152 | -15.5677 | 19.4332 | 19.4332 | 18.7391 | -17.1989 | 13.5505 | 13.5505 | 13.5505 | -1.337 | 13.5491 | 13.5491 | 13.5491 | -1.9837 | 13.815 | 13.815 | 13.815 | -2.4989 | 14.0499 | 14.0499 | 14.0499 | -3.1749 | 14.3418 | 14.3418 | 14.3418 | -3.6596 | 14.674 | 14.674 | 14.674 | -4.2924 | 15.0656 | 15.0656 | 15.0656 | -4.8918 | 15.5043 | 15.5043 | 15.5043 | -5.4896 | 15.7965 | 15.7965 | 15.7965 | -5.9994 | 16.1407 | 16.1407 | 16.1407 | -7.0449 | 17.4196 | 17.4196 | 17.4196 | -11.8177 | 18.1991 | 18.1991 | 18.1991 | -14.8243 | 18.4269 | 18.4269 | 18.4269 | -15.924 | 18.375 | 18.375 | 18.375 | -15.2128
GATLEY | MOSS NOOK | SOUTH MANCHESTER | 384242 | 388388 | primary | best view | 22.7602 | 22.7602 | 18.616 | 12.4051 | 22.7622 | 22.7622 | 18.605 | 12.4558 | 22.7966 | 22.7966 | 18.5778 | 12.3095 | 22.8422 | 22.8422 | 18.5217 | 12.1543 | 22.8977 | 22.8977 | 18.3194 | 11.954 | 22.9557 | 22.9557 | 18.4036 | 11.7511 | 23.0164 | 23.0164 | 18.3624 | 11.5116 | 23.0827 | 23.0827 | 18.3258 | 11.3207 | 23.154 | 23.154 | 18.2419 | 11.1191 | 23.2446 | 23.2446 | 18.2403 | 10.8587 | 23.6749 | 23.6749 | 18.0416 | 9.9393 | 24.0334 | 24.0334 | 17.91 | 9.5382 | 24.2618 | 24.2618 | 17.832 | 9.4976 | 24.4239 | 24.3501 | 17.763 | 9.6094 | 22.76 | 22.76 | 18.616 | 12.4051 | 22.7512 | 22.7512 | 18.6178 | 12.4844 | 22.7679 | 22.7679 | 18.6039 | 12.4095 | 22.7822 | 22.7822 | 18.566 | 12.3649 | 22.8027 | 22.8027 | 18.5253 | 12.2941 | 22.8286 | 22.8286 | 18.3844 | 12.2005 | 22.8634 | 22.8634 | 18.3624 | 12.0417 | 22.9054 | 22.9054 | 18.3175 | 11.9156 | 22.9534 | 22.9534 | 18.2853 | 11.7602 | 23.0066 | 23.0066 | 18.2787 | 11.5692 | 23.2151 | 23.2151 | 18.2486 | 10.9676 | 23.3964 | 23.3964 | 18.1969 | 10.6241 | 23.5223 | 23.5223 | 18.1522 | 10.4677 | 23.6285 | 23.6285 | 18.1431 | 10.3835 | 22.7602 | 22.7602 | 18.616 | 12.4051 | 22.7622 | 22.7622 | 18.6098 | 12.4558 | 22.7965 | 22.7965 | 18.5714 | 12.3096 | 22.8421 | 22.8421 | 18.5253 | 12.1543 | 22.8975 | 22.8975 | 18.3701 | 11.9541 | 22.9557 | 22.9557 | 18.3925 | 11.751 | 23.0169 | 23.0169 | 18.3582 | 11.5113 | 23.0833 | 23.0833 | 18.3139 | 11.3203 | 23.1546 | 23.1546 | 18.278 | 11.1187 | 23.2407 | 23.2407 | 18.2161 | 10.8812 | 23.6455 | 23.6455 | 18.0546 | 10.0385 | 23.9695 | 23.9695 | 17.922 | 9.6699 | 24.182 | 24.182 | 17.8481 | 9.6255 | 24.3213 | 24.3213 | 17.7797 | 9.7313 | 22.7605 | 22.7605 | 18.616 | 12.4051 | 22.7644 | 22.7644 | 18.612 | 12.4619 | 22.8101 | 22.8101 | 18.5835 | 12.3258 | 22.8766 | 22.8766 | 18.5369 | 12.1788 | 22.9573 | 22.9573 | 18.4606 | 12.0008 | 23.0537 | 23.0537 | 18.3825 | 11.8182 | 23.1693 | 23.1693 | 18.3244 | 11.5945 | 23.3032 | 23.3032 | 18.2716 | 11.4187 | 23.4375 | 23.4375 | 18.2189 | 11.2589 | 23.5913 | 23.5913 | 18.1624 | 11.0707 | 24.4367 | 24.4367 | 17.8397 | 9.9331 | 25.1753 | 23.8692 | 17.4122 | 7.6843 | 25.3074 | 23.4477 | 17.1048 | 5.962 | 25.3398 | 23.102 | 16.8526 | 4.7387 | 22.7605 | 22.7605 | 18.616 | 12.4051 | 22.7555 | 22.7555 | 18.6144 | 12.4923 | 22.8125 | 22.8125 | 18.542 | 12.3013 | 22.8809 | 22.8809 | 18.4655 | 12.1564 | 22.9623 | 22.9623 | 18.4312 | 11.9956 | 23.0564 | 23.0564 | 18.3584 | 11.8446 | 23.1698 | 23.1698 | 18.3002 | 11.6507 | 23.2989 | 23.2989 | 18.2637 | 11.5123 | 23.4653 | 23.4653 | 18.2169 | 11.3288 | 23.8515 | 23.8515 | 18.1243 | 10.7696 | 24.8751 | 24.2049 | 17.6572 | 8.1424 | 25.0838 | 23.6937 | 17.2842 | 6.1281 | 25.1123 | 23.3999 | 17.0699 | 5.0061 | 25.0056 | 23.3617 | 17.042 | 5.3785
GIDLOW | WIGAN | WASHWAY FARM / KIRKBY | 357620 | 406662 | primary | best view | 32.0076 | 14.1549 | 10.3258 | 11.8559 | 32.0052 | 13.8649 | 10.1142 | 11.181 | 32.0947 | 13.4169 | 9.7875 | 10.5867 | 32.2274 | 12.8648 | 9.3847 | 9.4489 | 32.388 | 12.3504 | 9.0094 | 8.5169 | 32.521 | 11.9022 | 8.6825 | 7.8906 | 32.6559 | 11.5151 | 8.4001 | 7.2813 | 32.8061 | 11.3355 | 8.2691 | 6.6424 | 32.969 | 11.1246 | 8.1152 | 5.9585 | 33.1621 | 10.9023 | 7.9531 | 5.1597 | 33.9488 | 10.0913 | 7.3615 | 2.2912 | 34.4952 | 9.7945 | 7.145 | 0.95738 | 34.8025 | 10.2875 | 7.5046 | 0.60104 | 34.9582 | 10.6591 | 7.7756 | 0.82972 | 32.0071 | 14.1549 | 10.3258 | 11.8559 | 32.0297 | 13.9454 | 10.173 | 11.4521 | 32.1191 | 13.5614 | 9.8928 | 11.0419 | 32.1909 | 13.1394 | 9.585 | 10.4591 | 32.2439 | 12.7469 | 9.2987 | 9.9652 | 32.3108 | 12.3581 | 9.0151 | 9.5078 | 32.3989 | 12.0275 | 8.7739 | 9.0053 | 32.5071 | 11.8958 | 8.6778 | 8.4595 | 32.6347 | 11.7459 | 8.5685 | 7.8451 | 32.7797 | 11.5992 | 8.4614 | 7.2119 | 33.0675 | 11.1872 | 8.1609 | 5.4051 | 33.2802 | 10.9571 | 7.9931 | 4.1617 | 33.409 | 11.2711 | 8.2221 | 3.4563 | 33.4899 | 11.4739 | 8.3701 | 2.9925 | 32.0076 | 14.1549 | 10.3258 | 11.8559 | 32.0052 | 13.8645 | 10.114 | 11.181 | 32.0947 | 13.416 | 9.7868 | 10.5867 | 32.2274 | 12.8638 | 9.3839 | 9.4489 | 32.388 | 12.3489 | 9.0084 | 8.5169 | 32.521 | 11.9001 | 8.681 | 7.8906 | 32.6559 | 11.5151 | 8.4001 | 7.2813 | 32.8061 | 11.3332 | 8.2674 | 6.6424 | 32.969 | 11.1213 | 8.1128 | 5.9585 | 33.1471 | 10.9123 | 7.9604 | 5.229 | 33.8704 | 10.145 | 7.4006 | 2.6085 | 34.3799 | 9.8648 | 7.1963 | 1.3517 | 34.6742 | 10.3714 | 7.5658 | 1.0001 | 34.8356 | 10.7314 | 7.8284 | 1.1707 | 32.009 | 14.1549 | 10.3258 | 11.8559 | 32.0028 | 13.8744 | 10.1212 | 11.161 | 32.1081 | 13.4221 | 9.7912 | 10.5698 | 32.2759 | 12.8649 | 9.3848 | 9.4447 | 32.4508 | 12.341 | 9.0026 | 8.5556 | 32.6268 | 11.8663 | 8.6563 | 7.973 | 32.8304 | 11.4597 | 8.3597 | 7.3799 | 33.067 | 11.2484 | 8.2055 | 6.7676 | 33.3262 | 11.021 | 8.0397 | 6.1855 | 33.6339 | 10.7986 | 7.8774 | 5.6094 | 34.7688 | 9.5737 | 6.9839 | 2.0605 | 35.6841 | 7.9617 | 5.8079 | -5.0262 | 36.0968 | 7.3192 | 5.3393 | -10.452 | 36.3132 | 6.8394 | 4.9892 | -14.1012 | 32.009 | 14.1549 | 10.3258 | 11.8559 | 31.9665 | 13.9741 | 10.1939 | 11.265 | 32.1032 | 13.7524 | 10.0322 | 10.5541 | 32.2601 | 13.2222 | 9.6454 | 9.4056 | 32.4314 | 12.7867 | 9.3277 | 8.5424 | 32.587 | 12.3855 | 9.0351 | 8.0397 | 32.7696 | 12.075 | 8.8085 | 7.5456 | 32.9744 | 11.8893 | 8.673 | 7.0598 | 33.2235 | 11.6529 | 8.5006 | 6.3989 | 33.6201 | 11.2331 | 8.1944 | 4.6482 | 34.6681 | 9.3923 | 6.8515 | -3.4664 | 35.209 | 7.6832 | 5.6048 | -9.7861 | 35.3504 | 6.7824 | 4.9476 | -13.3166 | 35.2099 | 6.7718 | 4.9399 | -12.1844
GILLSROW | PENRITH & SHAP | HARKER / HUTTON | 337117 | 526444 | primary | best view | 7.8793 | 7.8793 | 7.8793 | 3.6699 | 7.8797 | 7.8797 | 7.8797 | 3.2886 | 7.901 | 7.901 | 7.901 | 3.2152 | 7.9308 | 7.9308 | 7.9308 | 3.0581 | 7.9627 | 7.9627 | 7.9627 | 2.9659 | 7.9984 | 7.9984 | 7.9984 | 2.774 | 8.0378 | 8.0378 | 8.0378 | 2.6113 | 8.0827 | 8.0827 | 8.0827 | 2.5878 | 8.1329 | 8.1329 | 8.1329 | 2.3886 | 8.1943 | 8.1943 | 8.1943 | 2.1281 | 8.4204 | 8.4204 | 8.4204 | 1.187 | 8.5517 | 8.5517 | 8.5517 | 0.72505 | 8.6063 | 8.6063 | 8.6063 | 0.48517 | 8.6162 | 8.6162 | 8.6162 | 0.67934 | 7.8792 | 7.8792 | 7.8792 | 3.6699 | 7.883 | 7.883 | 7.883 | 3.4471 | 7.9035 | 7.9035 | 7.9035 | 3.4061 | 7.9304 | 7.9304 | 7.9304 | 3.3112 | 7.9588 | 7.9588 | 7.9588 | 3.2736 | 7.9933 | 7.9933 | 7.9933 | 3.1237 | 8.0371 | 8.0371 | 8.0371 | 2.9834 | 8.0901 | 8.0901 | 8.0901 | 2.8935 | 8.1446 | 8.1446 | 8.1446 | 2.6078 | 8.1925 | 8.1925 | 8.1925 | 2.2567 | 8.2515 | 8.2515 | 8.2515 | 2.001 | 8.2997 | 8.2997 | 8.2997 | 1.6663 | 8.325 | 8.325 | 8.325 | 1.1206 | 8.3305 | 8.3305 | 8.3305 | 0.78766 | 7.8793 | 7.8793 | 7.8793 | 3.6699 | 7.8797 | 7.8797 | 7.8797 | 3.2886 | 7.901 | 7.901 | 7.901 | 3.2152 | 7.9308 | 7.9308 | 7.9308 | 3.0581 | 7.9627 | 7.9627 | 7.9627 | 2.9659 | 7.9984 | 7.9984 | 7.9984 | 2.774 | 8.0378 | 8.0378 | 8.0378 | 2.6113 | 8.0827 | 8.0827 | 8.0827 | 2.5878 | 8.1329 | 8.1329 | 8.1329 | 2.3886 | 8.1902 | 8.1902 | 8.1902 | 2.1448 | 8.3976 | 8.3976 | 8.3976 | 1.2601 | 8.5242 | 8.5242 | 8.5242 | 0.81242 | 8.576 | 8.576 | 8.576 | 0.56289 | 8.5865 | 8.5865 | 8.5865 | 0.74017 | 7.8796 | 7.8796 | 7.8796 | 3.6699 | 7.8786 | 7.8786 | 7.8786 | 3.2711 | 7.9004 | 7.9004 | 7.9004 | 3.1867 | 7.9356 | 7.9356 | 7.9356 | 3.0183 | 7.9786 | 7.9786 | 7.9786 | 2.8996 | 8.031 | 8.031 | 8.031 | 2.6697 | 8.0933 | 8.0933 | 8.0933 | 2.4554 | 8.167 | 8.167 | 8.167 | 2.4176 | 8.2504 | 8.2504 | 8.2504 | 2.2165 | 8.3488 | 8.3488 | 8.3488 | 2.0444 | 8.6057 | 8.6057 | 8.6057 | 1.3025 | 8.7299 | 8.7299 | 8.7299 | 0.73945 | 8.7477 | 8.7477 | 8.7477 | 0.52181 | 8.7292 | 8.7292 | 8.7292 | 0.46538 | 7.8796 | 7.8796 | 7.8796 | 3.6699 | 7.8724 | 7.8724 | 7.8724 | 3.2821 | 7.8985 | 7.8985 | 7.8985 | 3.1665 | 7.9323 | 7.9323 | 7.9323 | 2.99 | 7.9733 | 7.9733 | 7.9733 | 2.8444 | 8.0206 | 8.0206 | 8.0206 | 2.61 | 8.0767 | 8.0767 | 8.0767 | 2.411 | 8.1405 | 8.1405 | 8.1405 | 2.3874 | 8.2114 | 8.2114 | 8.2114 | 2.2111 | 8.2924 | 8.2924 | 8.2924 | 1.9875 | 8.4872 | 8.4872 | 8.4872 | 1.0205 | 8.5521 | 8.5521 | 8.5521 | 0.55703 | 8.5211 | 8.5211 | 8.5211 | 0.44677 | 8.4675 | 8.4675 | 8.4675 | 0.66834
GLAXO | ULVERSTON | HARKER / HUTTON | 330458 | 477825 | primary | best view | 14.6238 | 2.4077 | 1.7305 | 14.6238 | 14.4949 | 2.3865 | 1.7152 | 14.4949 | 14.4177 | 2.3738 | 1.7061 | 14.4177 | 14.0124 | 2.307 | 1.6581 | 14.0124 | 13.7089 | 2.2571 | 1.6222 | 13.7089 | 13.3057 | 2.1907 | 1.5745 | 13.3057 | 12.8839 | 2.1212 | 1.5246 | 12.8839 | 12.4885 | 2.0561 | 1.4778 | 12.4885 | 11.5809 | 1.9067 | 1.3704 | 11.5809 | 11.8159 | 1.9454 | 1.3982 | 11.8159 | 9.5896 | 1.5789 | 1.1348 | 9.5896 | 7.3367 | 1.2079 | 0.86816 | 7.3367 | 21.6267 | 3.5607 | 2.5591 | 13.1912 | 26.7595 | 6.6814 | 4.8021 | 13.3508 | 14.6238 | 2.4077 | 1.7305 | 14.6238 | 14.6459 | 2.4113 | 1.7331 | 14.6459 | 14.5787 | 2.4003 | 1.7251 | 14.5787 | 14.3092 | 2.3559 | 1.6932 | 14.3092 | 14.1933 | 2.3368 | 1.6795 | 14.1933 | 14.0077 | 2.3063 | 1.6576 | 14.0077 | 13.8862 | 2.2863 | 1.6432 | 13.8862 | 13.6587 | 2.2488 | 1.6163 | 13.6587 | 13.4456 | 2.2137 | 1.591 | 13.4456 | 13.1204 | 2.1602 | 1.5526 | 13.1204 | 12.8948 | 2.123 | 1.5259 | 12.8948 | 13.0024 | 2.1408 | 1.5386 | 13.0024 | 20.0487 | 4.593 | 3.3011 | 20.0487 | 20.042 | 7.1581 | 5.1447 | 20.042 | 14.6238 | 2.4077 | 1.7305 | 14.6238 | 14.495 | 2.3865 | 1.7152 | 14.495 | 14.4206 | 2.3742 | 1.7064 | 14.4206 | 14.0402 | 2.3116 | 1.6614 | 14.0402 | 13.7216 | 2.2592 | 1.6237 | 13.7216 | 13.2554 | 2.1824 | 1.5685 | 13.2554 | 12.4673 | 2.0526 | 1.4753 | 12.4673 | 12.5233 | 2.0619 | 1.4819 | 12.5233 | 12.6338 | 2.0801 | 1.495 | 12.6338 | 12.4888 | 2.0562 | 1.4778 | 12.4888 | 9.8102 | 1.6152 | 1.1609 | 9.8102 | 7.4854 | 1.2324 | 0.88576 | 7.4854 | 21.7243 | 3.5767 | 2.5707 | 13.2153 | 26.7187 | 6.6958 | 4.8124 | 13.3864 | 14.6238 | 2.4077 | 1.7305 | 14.6238 | 14.3433 | 2.3615 | 1.6973 | 14.3433 | 13.769 | 2.267 | 1.6293 | 13.769 | 12.4236 | 2.0455 | 1.4701 | 12.4236 | 11.391 | 1.8754 | 1.3479 | 11.391 | 10.2616 | 1.6895 | 1.2143 | 10.2616 | 9.3038 | 1.5318 | 1.1009 | 9.3038 | 8.6118 | 1.4179 | 1.019 | 8.6118 | 7.9675 | 1.3118 | 0.94281 | 7.9675 | 7.3864 | 1.2161 | 0.87404 | 7.3864 | 2.6844 | 0.44197 | 0.31765 | 2.6844 | 2.6844 | 0.44197 | 0.31765 | 2.6844 | 8.5096 | 1.401 | 1.007 | 8.5096 | 25.6765 | 4.2274 | 3.0383 | 12.1976 | 14.6238 | 2.4077 | 1.7305 | 14.6238 | 14.5074 | 2.3885 | 1.7167 | 14.5074 | 14.2138 | 2.3402 | 1.6819 | 14.2138 | 13.4779 | 2.219 | 1.5949 | 13.4779 | 12.4192 | 2.0447 | 1.4696 | 12.4192 | 12.79 | 2.1058 | 1.5135 | 12.79 | 12.5505 | 2.0663 | 1.4851 | 12.5505 | 11.2673 | 1.8551 | 1.3333 | 11.2673 | 9.1446 | 1.5056 | 1.0821 | 9.1446 | 4.2448 | 0.69887 | 0.50229 | 4.2448 | 0.56715 | 0.093376 | 0.067111 | 0.56715 | 1.6018 | 0.26372 | 0.18954 | 1.6018 | 27.6851 | 5.8952 | 4.237 | 11.9765 | 27.6568 | 5.8542 | 4.2075 | 12.2511
GLOSSOP | HYDE | STALYBRIDGE | 402300 | 394074 | primary | best view | 30.8643 | 15.1745 | 10.9062 | 13.2415 | 30.8632 | 15.1715 | 10.9041 | 13.2338 | 30.9147 | 15.0785 | 10.8372 | 12.9144 | 30.9871 | 14.9704 | 10.7595 | 12.5027 | 31.0667 | 14.8046 | 10.6404 | 12.232 | 31.148 | 14.6514 | 10.5302 | 11.8926 | 31.2348 | 14.4744 | 10.403 | 11.4646 | 31.3316 | 14.3163 | 10.2894 | 11.1175 | 31.4361 | 14.1748 | 10.1877 | 10.7155 | 31.5568 | 13.9959 | 10.0591 | 10.2048 | 32.0493 | 13.3427 | 9.5896 | 8.4259 | 32.4865 | 12.4768 | 8.9674 | 7.4801 | 32.7882 | 12.666 | 9.1033 | 7.2073 | 33.0549 | 12.2659 | 8.8158 | 7.3462 | 30.864 | 15.1745 | 10.9062 | 13.2415 | 30.8649 | 15.1808 | 10.9108 | 13.2897 | 30.9077 | 15.1206 | 10.8675 | 13.1037 | 30.9543 | 15.0224 | 10.7969 | 12.8949 | 30.9817 | 14.9828 | 10.7685 | 12.8465 | 31.0172 | 14.8441 | 10.6688 | 12.6929 | 31.0695 | 14.7941 | 10.6328 | 12.3963 | 31.1363 | 14.7237 | 10.5822 | 12.1475 | 31.2173 | 14.6259 | 10.5119 | 11.8101 | 31.3103 | 14.4482 | 10.3842 | 11.4151 | 31.527 | 14.2384 | 10.2334 | 10.3557 | 31.7242 | 13.7959 | 9.9154 | 9.6319 | 31.8968 | 13.8383 | 9.9459 | 9.228 | 32.0398 | 13.7008 | 9.8471 | 9.0413 | 30.8643 | 15.1745 | 10.9062 | 13.2415 | 30.8631 | 15.1717 | 10.9042 | 13.2339 | 30.9145 | 15.079 | 10.8375 | 12.9146 | 30.9867 | 14.9706 | 10.7597 | 12.503 | 31.0662 | 14.8041 | 10.64 | 12.2323 | 31.1481 | 14.6607 | 10.537 | 11.8925 | 31.2364 | 14.4821 | 10.4086 | 11.4636 | 31.3335 | 14.3355 | 10.3032 | 11.1163 | 31.4382 | 14.1924 | 10.2004 | 10.7141 | 31.5514 | 14.0165 | 10.074 | 10.2414 | 31.9917 | 13.3675 | 9.6075 | 8.5986 | 32.3353 | 12.5024 | 8.9857 | 7.7324 | 32.593 | 12.7048 | 9.1312 | 7.4657 | 32.7864 | 12.3312 | 8.8627 | 7.6167 | 30.8651 | 15.1745 | 10.9062 | 13.2415 | 30.8607 | 15.1488 | 10.8877 | 13.2369 | 30.9183 | 14.9169 | 10.7211 | 12.934 | 31.0045 | 14.7647 | 10.6117 | 12.5401 | 31.1012 | 14.6311 | 10.5156 | 12.3038 | 31.2162 | 14.399 | 10.3488 | 11.9951 | 31.3514 | 14.3278 | 10.2977 | 11.5892 | 31.4971 | 14.2595 | 10.2486 | 11.2652 | 31.6572 | 14.1858 | 10.1956 | 10.9304 | 31.8434 | 14.0526 | 10.0999 | 10.5578 | 32.6329 | 13.1286 | 9.4357 | 8.0863 | 33.423 | 11.8316 | 8.5036 | 2.8547 | 33.9191 | 10.7878 | 7.7534 | -1.3147 | 34.1789 | 9.9087 | 7.1216 | -3.9835 | 30.8651 | 15.1745 | 10.9062 | 13.2415 | 30.8386 | 15.1826 | 10.9121 | 13.3024 | 30.9091 | 14.9994 | 10.7803 | 12.9151 | 30.9812 | 14.7149 | 10.5759 | 12.5409 | 31.0648 | 14.4885 | 10.4131 | 12.3415 | 31.1653 | 13.9647 | 10.0367 | 12.0924 | 31.2893 | 13.5961 | 9.7718 | 11.7469 | 31.4256 | 13.3955 | 9.6276 | 11.4943 | 31.5847 | 13.2071 | 9.4922 | 11.0598 | 31.8038 | 12.8913 | 9.2652 | 9.7931 | 32.7056 | 11.613 | 8.3465 | 3.9098 | 33.3365 | 10.1115 | 7.2673 | -0.79017 | 33.588 | 9.2299 | 6.6337 | -3.5699 | 33.5434 | 9.5092 | 6.8345 | -2.6554
GOLBORNE | GOLBORNE | BOLD | 360621 | 397766 | primary | best view | 36.8748 | 6.4781 | 4.656 | 10.0795 | 34.7401 | 5.7197 | 4.1109 | 9.7238 | 22.627 | 3.7254 | 2.6775 | 9.1473 | 10.1048 | 1.6637 | 1.1957 | 8.065 | 2.6844 | 0.44197 | 0.31765 | 2.6844 | 2.6844 | 0.44197 | 0.31765 | 2.6844 | 2.6844 | 0.44197 | 0.31765 | 2.6844 | 2.6844 | 0.44197 | 0.31765 | 2.6844 | 2.6844 | 0.44197 | 0.31765 | 1.6736 | 2.6844 | 0.44197 | 0.31765 | 0.29737 | 2.6844 | 0.44197 | 0.31765 | -3.3641 | 2.6844 | 0.44197 | 0.31765 | -5.3489 | 24.0458 | 3.959 | 2.8454 | -5.8693 | 31.5696 | 5.1977 | 3.7357 | -6.1102 | 36.8739 | 6.4781 | 4.656 | 10.0795 | 35.1175 | 5.7818 | 4.1555 | 10.1402 | 23.7411 | 3.9088 | 2.8093 | 9.9033 | 11.8372 | 1.9489 | 1.4007 | 9.4877 | 0.19837 | 0.032661 | 0.023474 | 0.19837 | 2.6844 | 0.44197 | 0.31765 | 2.6844 | 2.6844 | 0.44197 | 0.31765 | 2.6844 | 2.6844 | 0.44197 | 0.31765 | 2.6844 | 2.6844 | 0.44197 | 0.31765 | 2.6844 | 2.6844 | 0.44197 | 0.31765 | 2.6844 | 2.6844 | 0.44197 | 0.31765 | 2.6844 | 2.6844 | 0.44197 | 0.31765 | 2.3285 | 11.9344 | 1.9649 | 1.4122 | 1.3957 | 16.4745 | 2.7124 | 1.9495 | 0.92687 | 36.8748 | 6.4781 | 4.656 | 10.0795 | 34.7113 | 5.7149 | 4.1074 | 9.7243 | 22.6276 | 3.7255 | 2.6776 | 9.1481 | 10.0939 | 1.6619 | 1.1944 | 8.0662 | 2.6844 | 0.44197 | 0.31765 | 2.6844 | 2.6844 | 0.44197 | 0.31765 | 2.6844 | 2.6844 | 0.44197 | 0.31765 | 2.6844 | 2.6844 | 0.44197 | 0.31765 | 2.6844 | 2.6844 | 0.44197 | 0.31765 | 1.6661 | 2.6844 | 0.44197 | 0.31765 | 0.38484 | 2.6844 | 0.44197 | 0.31765 | -2.8464 | 2.6844 | 0.44197 | 0.31765 | -4.4269 | 25.1434 | 4.1397 | 2.9753 | -4.8077 | 33.3219 | 5.4862 | 3.943 | -4.4378 | 36.8759 | 6.4781 | 4.656 | 10.0795 | 34.5694 | 5.6916 | 4.0907 | 9.7542 | 21.7048 | 3.5735 | 2.5684 | 9.236 | 7.6256 | 1.2555 | 0.90235 | 7.6256 | 2.6844 | 0.44197 | 0.31765 | 2.6844 | 2.6844 | 0.44197 | 0.31765 | 2.6844 | 2.6844 | 0.44197 | 0.31765 | 2.6844 | 2.6844 | 0.44197 | 0.31765 | 2.6844 | 2.6844 | 0.44197 | 0.31765 | 2.5919 | 2.6844 | 0.44197 | 0.31765 | 1.5648 | 2.6844 | 0.44197 | 0.31765 | -2.9119 | 2.6844 | 0.44197 | 0.31765 | -11.7292 | 2.6844 | 0.44197 | 0.31765 | -18.4802 | 2.6844 | 0.44197 | 0.31765 | -22.558 | 36.8759 | 6.4781 | 4.656 | 10.0795 | 36.8336 | 6.4164 | 4.6116 | 9.8513 | 37.0588 | 6.3092 | 4.5345 | 9.1065 | 36.8897 | 6.0736 | 4.3652 | 8.0788 | 35.6941 | 5.8768 | 4.2237 | 7.4106 | 33.5982 | 5.5317 | 3.9757 | 5.9858 | 31.7162 | 5.2218 | 3.753 | 4.6479 | 30.4616 | 5.0153 | 3.6046 | 3.6417 | 29.208 | 4.8089 | 3.4562 | 2.5356 | 26.7856 | 4.41 | 3.1696 | 0.090533 | 30.4495 | 5.0133 | 3.6031 | -9.7449 | 18.8808 | 3.1086 | 2.2342 | -17.6021 | 12.509 | 2.0595 | 1.4802 | -21.9109 | 12.498 | 2.0577 | 1.4789 | -20.2852
GOWHOLE | NEW MILLS | STALYBRIDGE | 401104 | 383846 | primary | best view | 30.0137 | 10.7219 | 7.706 | 9.7872 | 30.0148 | 10.6554 | 7.6583 | 9.4692 | 30.1341 | 10.0956 | 7.2559 | 9.0677 | 30.2896 | 9.5236 | 6.8448 | 8.2855 | 30.456 | 9.0086 | 6.4746 | 7.8279 | 30.6346 | 8.4599 | 6.0803 | 6.9857 | 30.8281 | 7.9644 | 5.7241 | 6.2358 | 31.0467 | 7.7575 | 5.5754 | 5.5303 | 31.2807 | 7.6115 | 5.4705 | 4.6855 | 31.5615 | 7.4294 | 5.3396 | 3.6199 | 32.7755 | 6.6829 | 4.8031 | -0.22068 | 33.7318 | 6.7846 | 4.8763 | -1.9279 | 34.3036 | 7.5471 | 5.4243 | -1.9142 | 34.6471 | 7.6258 | 5.4808 | -0.96316 | 28.2142 | 10.7219 | 7.706 | 9.7872 | 28.3162 | 10.6902 | 7.6833 | 9.6761 | 28.5013 | 10.1124 | 7.268 | 9.6007 | 28.6133 | 9.5181 | 6.8408 | 9.3135 | 28.7364 | 9.0088 | 6.4748 | 9.3734 | 28.8885 | 8.5531 | 6.1473 | 9.0247 | 29.0693 | 8.2311 | 5.9158 | 8.6609 | 29.2764 | 8.1467 | 5.8552 | 8.3078 | 29.5076 | 8.0191 | 5.7635 | 7.6936 | 29.7607 | 7.8932 | 5.673 | 7.0856 | 30.476 | 7.5069 | 5.3953 | 5.3534 | 31.0117 | 7.702 | 5.5356 | 4.1144 | 31.3754 | 8.247 | 5.9273 | 3.5824 | 31.623 | 8.5457 | 6.1419 | 3.4375 | 28.2123 | 10.7219 | 7.706 | 9.7872 | 28.248 | 10.6546 | 7.6577 | 9.4693 | 28.4914 | 10.0982 | 7.2578 | 9.0677 | 28.7537 | 9.5272 | 6.8474 | 8.2856 | 29.0054 | 9.0192 | 6.4823 | 7.828 | 29.2797 | 8.4882 | 6.1006 | 6.9854 | 29.5786 | 8.0032 | 5.7521 | 6.2347 | 29.9175 | 7.7963 | 5.6033 | 5.529 | 30.2815 | 7.6586 | 5.5044 | 4.6848 | 30.6779 | 7.4814 | 5.3771 | 3.7072 | 32.2327 | 6.7627 | 4.8605 | 0.16477 | 32.8846 | 6.8792 | 4.9443 | -1.4138 | 33.0679 | 7.6336 | 5.4864 | -1.4129 | 33.0575 | 7.7096 | 5.5411 | -0.47744 | 28.2119 | 10.7219 | 7.706 | 9.7872 | 28.2531 | 10.6301 | 7.6401 | 9.4483 | 28.4969 | 10.4033 | 7.4771 | 9.0451 | 28.7564 | 10.1077 | 7.2646 | 8.2962 | 29.0688 | 9.8771 | 7.0989 | 7.8712 | 29.4023 | 9.5498 | 6.8636 | 7.0474 | 29.7478 | 9.2627 | 6.6573 | 6.2665 | 30.1194 | 9.0332 | 6.4924 | 5.5258 | 30.494 | 8.7987 | 6.3238 | 4.7434 | 30.8986 | 8.5471 | 6.143 | 3.9791 | 32.4925 | 7.3183 | 5.2598 | 0.27697 | 33.696 | 5.8464 | 4.2019 | -6.0113 | 30.0048 | 4.9401 | 3.5505 | -9.8388 | 25.5972 | 4.2144 | 3.029 | -12.3697 | 28.2119 | 10.7219 | 7.706 | 9.7872 | 28.2232 | 10.6586 | 7.6605 | 9.4863 | 28.5885 | 10.5222 | 7.5625 | 8.877 | 28.8521 | 10.2573 | 7.3721 | 8.0821 | 29.1408 | 10.1687 | 7.3085 | 7.5971 | 29.4265 | 9.6993 | 6.9711 | 6.823 | 29.7302 | 9.407 | 6.761 | 6.1412 | 30.037 | 9.2231 | 6.6288 | 5.5587 | 30.3427 | 9.0564 | 6.509 | 4.8356 | 30.7391 | 8.7482 | 6.2875 | 3.1857 | 32.3892 | 7.0518 | 5.0682 | -4.2714 | 33.2483 | 5.4741 | 3.9343 | -9.3849 | 29.0509 | 4.783 | 3.4376 | -11.5874 | 30.1985 | 4.972 | 3.5734 | -9.9457
GRANE RD & PRINNY HILL | ROSSENDALE | PADIHAM | 378312 | 422726 | primary | best view | 24.1252 | 9.2821 | 6.7712 | 12.0858 | 24.1253 | 9.2113 | 6.7195 | 12.0044 | 24.1633 | 9.1386 | 6.6665 | 11.8528 | 24.2132 | 9.0806 | 6.6241 | 11.6542 | 24.27 | 8.7844 | 6.4081 | 11.383 | 24.3303 | 8.7197 | 6.3609 | 11.0971 | 24.3945 | 8.5991 | 6.2729 | 10.8135 | 24.4661 | 8.555 | 6.2407 | 10.5123 | 24.5449 | 8.4308 | 6.1501 | 10.1994 | 24.643 | 8.2626 | 6.0275 | 9.8358 | 25.0541 | 7.6976 | 5.6153 | 8.5996 | 25.3449 | 7.24 | 5.2815 | 8.1289 | 25.5073 | 7.4214 | 5.4138 | 8.1905 | 25.5639 | 7.2357 | 5.2784 | 8.4534 | 24.1251 | 9.2821 | 6.7712 | 12.0858 | 24.118 | 9.1917 | 6.7052 | 12.0695 | 24.1378 | 9.1067 | 6.6432 | 11.984 | 24.1604 | 9.0787 | 6.6228 | 11.8836 | 24.1838 | 9.0428 | 6.5966 | 11.7978 | 24.2124 | 8.9359 | 6.5186 | 11.6491 | 24.2504 | 8.9089 | 6.4989 | 11.4604 | 24.2973 | 8.8773 | 6.4759 | 11.2442 | 24.3529 | 8.8258 | 6.4383 | 11.0021 | 24.4164 | 8.7451 | 6.3794 | 10.7467 | 24.5493 | 8.4305 | 6.1499 | 10.0115 | 24.6503 | 8.3229 | 6.0715 | 9.5991 | 24.7108 | 8.4594 | 6.171 | 9.4456 | 24.7454 | 8.8346 | 6.4447 | 9.4115 | 24.1252 | 9.2821 | 6.7712 | 12.0858 | 24.1253 | 9.1856 | 6.7008 | 12.0044 | 24.1633 | 9.1275 | 6.6584 | 11.8528 | 24.2132 | 9.0712 | 6.6173 | 11.6542 | 24.27 | 8.7767 | 6.4024 | 11.383 | 24.3303 | 8.7193 | 6.3606 | 11.0971 | 24.3945 | 8.6085 | 6.2798 | 10.8135 | 24.4661 | 8.5581 | 6.243 | 10.5123 | 24.5449 | 8.4415 | 6.158 | 10.1994 | 24.6356 | 8.2584 | 6.0244 | 9.8726 | 25.0152 | 7.7042 | 5.6201 | 8.7614 | 25.2874 | 7.2633 | 5.2985 | 8.3271 | 25.4434 | 7.4436 | 5.43 | 8.3744 | 25.504 | 7.2576 | 5.2943 | 8.6214 | 24.1254 | 9.2821 | 6.7712 | 12.0858 | 24.1245 | 9.2558 | 6.752 | 11.9992 | 24.1679 | 9.1452 | 6.6713 | 11.8559 | 24.229 | 8.9674 | 6.5416 | 11.6698 | 24.3042 | 8.7607 | 6.3908 | 11.4667 | 24.3905 | 8.5546 | 6.2405 | 11.2295 | 24.4934 | 8.4683 | 6.1775 | 10.9922 | 24.6131 | 8.3023 | 6.0564 | 10.7517 | 24.7428 | 8.2182 | 5.9951 | 10.5297 | 24.8953 | 8.1125 | 5.9179 | 10.3041 | 25.4921 | 7.3351 | 5.3508 | 8.9555 | 25.8025 | 6.3366 | 4.6225 | 6.7108 | 25.9427 | 5.9754 | 4.359 | 5.0476 | 25.9935 | 5.3173 | 3.8789 | 4.0561 | 24.1254 | 9.2821 | 6.7712 | 12.0858 | 24.1186 | 9.2037 | 6.714 | 12.018 | 24.1798 | 9.0667 | 6.6141 | 11.8104 | 24.2478 | 8.7444 | 6.3789 | 11.5955 | 24.3284 | 8.0088 | 5.8423 | 11.3419 | 24.4147 | 7.5228 | 5.4878 | 11.1199 | 24.5139 | 7.0455 | 5.1396 | 10.908 | 24.6242 | 6.9892 | 5.0985 | 10.7104 | 24.7711 | 6.9226 | 5.05 | 10.4637 | 25.0031 | 6.7726 | 4.9405 | 9.8595 | 25.414 | 6.4898 | 4.7343 | 7.0416 | 25.6114 | 5.7333 | 4.1824 | 5.0137 | 25.6341 | 5.3362 | 3.8927 | 4.0136 | 25.5492 | 5.3413 | 3.8964 | 4.6332
GRANGE | ULVERSTON | HARKER / HUTTON | 340240 | 478314 | primary | best view | 21.1455 | 21.1455 | 19.465 | 11.0047 | 21.1473 | 21.1473 | 19.4522 | 10.9654 | 21.2053 | 21.2053 | 19.4086 | 10.7606 | 21.2787 | 21.2787 | 19.3334 | 10.456 | 21.3659 | 21.3659 | 19.2629 | 10.1994 | 21.4642 | 21.4642 | 19.194 | 9.9546 | 21.5483 | 21.5483 | 19.117 | 9.6411 | 21.6276 | 21.6276 | 19.0442 | 9.3621 | 21.7117 | 21.7117 | 18.9735 | 9.0745 | 21.8144 | 21.8144 | 18.892 | 8.707 | 22.1935 | 22.1935 | 18.5544 | 7.381 | 22.4501 | 22.4501 | 18.3525 | 6.8422 | 22.5797 | 22.5797 | 18.3329 | 6.808 | 22.6352 | 22.6352 | 18.2747 | 7.1551 | 21.1451 | 21.1451 | 19.465 | 11.0047 | 21.1592 | 21.1592 | 19.4576 | 10.9902 | 21.2124 | 21.2124 | 19.4236 | 10.8349 | 21.2698 | 21.2698 | 19.3764 | 10.6407 | 21.3333 | 21.3333 | 19.3405 | 10.4994 | 21.4057 | 21.4057 | 19.2978 | 10.3392 | 21.4538 | 21.4538 | 19.2452 | 10.0752 | 21.5141 | 21.5141 | 19.1933 | 9.8229 | 21.5866 | 21.5866 | 19.1354 | 9.5176 | 21.6701 | 21.6701 | 19.0766 | 9.1993 | 21.7961 | 21.7961 | 18.9333 | 8.5417 | 21.8805 | 21.8805 | 18.8146 | 8.1313 | 21.9243 | 21.9243 | 18.798 | 7.8913 | 21.9417 | 21.9417 | 18.8132 | 7.8201 | 21.1455 | 21.1455 | 19.465 | 11.0047 | 21.1473 | 21.1473 | 19.4522 | 10.9654 | 21.2053 | 21.2053 | 19.4087 | 10.7606 | 21.2787 | 21.2787 | 19.3369 | 10.456 | 21.3659 | 21.3659 | 19.2695 | 10.1994 | 21.4642 | 21.4642 | 19.2035 | 9.9546 | 21.5483 | 21.5483 | 19.1376 | 9.6411 | 21.6276 | 21.6276 | 19.069 | 9.3621 | 21.7117 | 21.7117 | 18.9955 | 9.0745 | 21.8075 | 21.8075 | 18.9136 | 8.7352 | 22.1562 | 22.1562 | 18.5707 | 7.5007 | 22.3943 | 22.3943 | 18.3699 | 6.9844 | 22.5174 | 22.5174 | 18.3431 | 6.935 | 22.5733 | 22.5733 | 18.281 | 7.2681 | 21.1467 | 21.1467 | 19.465 | 11.0047 | 21.1473 | 21.1473 | 19.4486 | 10.9513 | 21.2161 | 21.2161 | 19.3919 | 10.7481 | 21.3101 | 21.3101 | 19.3002 | 10.4568 | 21.4331 | 21.4331 | 19.2124 | 10.2082 | 21.5362 | 21.5362 | 19.1175 | 9.9661 | 21.6445 | 21.6445 | 19.0174 | 9.6439 | 21.7712 | 21.7712 | 18.9234 | 9.3573 | 21.9104 | 21.9104 | 18.8355 | 9.094 | 22.0738 | 22.0738 | 18.7397 | 8.8411 | 22.5908 | 22.5908 | 18.2634 | 7.6233 | 22.9675 | 22.9675 | 17.613 | 4.8029 | 23.1345 | 23.1345 | 17.2437 | 2.7868 | 23.2203 | 23.2203 | 16.8928 | 1.2617 | 21.1467 | 21.1467 | 19.465 | 11.0047 | 21.134 | 21.134 | 19.4546 | 10.9876 | 21.2352 | 21.2352 | 19.3893 | 10.7142 | 21.3329 | 21.3329 | 19.2958 | 10.4247 | 21.4313 | 21.4313 | 19.2067 | 10.1938 | 21.5119 | 21.5119 | 19.0091 | 9.9919 | 21.6078 | 21.6078 | 18.88 | 9.7218 | 21.7154 | 21.7154 | 18.8 | 9.5068 | 21.8321 | 21.8321 | 18.7356 | 9.3072 | 21.9857 | 21.9857 | 18.6346 | 8.7822 | 22.4869 | 22.4869 | 18.0845 | 5.6906 | 22.7322 | 22.7322 | 17.4077 | 3.2757 | 22.77 | 22.77 | 17.0517 | 1.9087 | 22.691 | 22.691 | 17.023 | 2.3408
GREAT HARWOOD | HUNCOAT | PADIHAM | 373765 | 431955 | primary | best view | 6.111 | 3.5337 | 2.5778 | 6.111 | 6.1134 | 3.3032 | 2.4097 | 6.1134 | 2.6914 | 0.43658 | 0.31848 | 2.6914 | 2.6914 | 0.43658 | 0.31848 | 2.6914 | 2.6914 | 0.43658 | 0.31848 | 2.6914 | 2.6914 | 0.43658 | 0.31848 | 2.6914 | 2.6914 | 0.43658 | 0.31848 | 2.6914 | 2.6914 | 0.43658 | 0.31848 | 2.6914 | 2.6914 | 0.43658 | 0.31848 | 2.6914 | 2.6914 | 0.43658 | 0.31848 | 2.6914 | 2.6914 | 0.43658 | 0.31848 | 2.6914 | 2.6914 | 0.43658 | 0.31848 | 2.6914 | 2.6914 | 0.43658 | 0.31848 | 2.6914 | 7.8752 | 1.3759 | 1.0037 | 7.8752 | 6.1125 | 3.5337 | 2.5778 | 6.1125 | 6.1418 | 3.3971 | 2.4781 | 6.1418 | 2.6914 | 0.43658 | 0.31848 | 2.6914 | 2.6914 | 0.43658 | 0.31848 | 2.6914 | 2.6914 | 0.43658 | 0.31848 | 2.6914 | 2.6914 | 0.43658 | 0.31848 | 2.6914 | 2.6914 | 0.43658 | 0.31848 | 2.6914 | 2.6914 | 0.43658 | 0.31848 | 2.6914 | 2.6914 | 0.43658 | 0.31848 | 2.6914 | 2.6914 | 0.43658 | 0.31848 | 2.6914 | 2.6914 | 0.43658 | 0.31848 | 2.6914 | 2.6914 | 0.43658 | 0.31848 | 2.6914 | 2.6914 | 0.43658 | 0.31848 | 2.6914 | 2.6914 | 0.43658 | 0.31848 | 2.6914 | 6.111 | 3.5337 | 2.5778 | 6.111 | 6.1134 | 3.2998 | 2.4072 | 6.1134 | 2.6914 | 0.43658 | 0.31848 | 2.6914 | 2.6914 | 0.43658 | 0.31848 | 2.6914 | 2.6914 | 0.43658 | 0.31848 | 2.6914 | 2.6914 | 0.43658 | 0.31848 | 2.6914 | 2.6914 | 0.43658 | 0.31848 | 2.6914 | 2.6914 | 0.43658 | 0.31848 | 2.6914 | 2.6914 | 0.43658 | 0.31848 | 2.6914 | 2.6914 | 0.43658 | 0.31848 | 2.6914 | 2.6914 | 0.43658 | 0.31848 | 2.6914 | 2.6914 | 0.43658 | 0.31848 | 2.6914 | 2.6914 | 0.43658 | 0.31848 | 2.6914 | 7.6366 | 1.4807 | 1.0801 | 7.6366 | 6.1108 | 3.5337 | 2.5778 | 6.1108 | 6.1141 | 3.4039 | 2.4831 | 6.1141 | 2.6914 | 0.43658 | 0.31848 | 2.6914 | 2.6914 | 0.43658 | 0.31848 | 2.6914 | 2.6914 | 0.43658 | 0.31848 | 2.6914 | 2.6914 | 0.43658 | 0.31848 | 2.6914 | 2.6914 | 0.43658 | 0.31848 | 2.6914 | 2.6914 | 0.43658 | 0.31848 | 2.6914 | 2.6914 | 0.43658 | 0.31848 | 2.6914 | 2.6914 | 0.43658 | 0.31848 | 2.6914 | 2.6914 | 0.43658 | 0.31848 | 2.6914 | 2.6914 | 0.43658 | 0.31848 | 2.6914 | 2.6914 | 0.43658 | 0.31848 | 2.6914 | 2.6914 | 0.43658 | 0.31848 | 2.6914 | 6.1108 | 3.5337 | 2.5778 | 6.1108 | 6.0934 | 3.313 | 2.4168 | 6.0934 | 6.2201 | 3.1434 | 2.2931 | 6.2201 | 6.3279 | 2.8038 | 2.0453 | 6.3279 | 6.4479 | 2.0459 | 1.4924 | 6.4479 | 6.5401 | 1.5818 | 1.1539 | 6.5401 | 6.6287 | 1.1691 | 0.85288 | 6.6287 | 6.3684 | 1.033 | 0.75357 | 6.3684 | 5.3889 | 0.87414 | 0.63767 | 5.3889 | 3.6536 | 0.59265 | 0.43233 | 3.6536 | 2.0223 | 0.32804 | 0.2393 | 2.0223 | 2.6914 | 0.43658 | 0.31848 | 2.6914 | 2.6914 | 0.43658 | 0.31848 | 2.6914 | 2.6914 | 0.43658 | 0.31848 | 2.6914
GREEN LANE (ALTRINCHAM) | ALTRINCHAM | CARRINGTON | 378744 | 387772 | primary | best view | 32.5451 | 15.4281 | 11.0885 | 10.5884 | 32.5107 | 15.4208 | 11.0832 | 10.3807 | 32.5677 | 15.3527 | 11.0343 | 10.0433 | 32.6661 | 15.324 | 11.0137 | 9.5692 | 32.778 | 15.3064 | 11.001 | 9.4005 | 32.9014 | 15.1922 | 10.9189 | 8.8186 | 33.0325 | 15.0539 | 10.8196 | 8.1713 | 33.1785 | 14.9343 | 10.7335 | 7.6707 | 33.3356 | 14.7544 | 10.6043 | 6.9723 | 33.5182 | 14.6112 | 10.5014 | 6.4016 | 34.2227 | 13.9431 | 10.0212 | 4.1999 | 34.7173 | 13.7109 | 9.8543 | 3.1516 | 35.0158 | 13.7673 | 9.8948 | 3.2187 | 35.191 | 13.8501 | 9.9543 | 3.5268 | 32.5441 | 15.4281 | 11.0885 | 10.5884 | 32.5135 | 15.4113 | 11.0764 | 10.3586 | 32.5453 | 15.2964 | 10.9938 | 10.1095 | 32.6061 | 15.2222 | 10.9405 | 9.8981 | 32.6685 | 15.2158 | 10.9359 | 9.9255 | 32.7481 | 15.1297 | 10.874 | 9.44 | 32.8385 | 15.0336 | 10.805 | 9.0466 | 32.9431 | 14.9858 | 10.7706 | 8.6926 | 33.0669 | 14.8856 | 10.6986 | 8.0328 | 33.2076 | 14.8206 | 10.6519 | 7.5829 | 33.4596 | 14.6304 | 10.5152 | 6.2364 | 33.6363 | 14.4606 | 10.3931 | 5.1907 | 33.7524 | 14.5015 | 10.4225 | 4.7897 | 33.8282 | 14.5562 | 10.4619 | 4.4022 | 32.5451 | 15.4281 | 11.0885 | 10.5884 | 32.5107 | 15.4206 | 11.0831 | 10.3807 | 32.5677 | 15.3528 | 11.0344 | 10.0433 | 32.6661 | 15.3237 | 11.0135 | 9.5692 | 32.778 | 15.3032 | 10.9987 | 9.4005 | 32.9014 | 15.1888 | 10.9165 | 8.8186 | 33.0325 | 15.0383 | 10.8084 | 8.1713 | 33.1785 | 14.935 | 10.7341 | 7.6707 | 33.3356 | 14.7699 | 10.6154 | 6.9723 | 33.5031 | 14.6258 | 10.5119 | 6.4709 | 34.1452 | 13.994 | 10.0577 | 4.4816 | 34.6032 | 13.7742 | 9.8998 | 3.4854 | 34.8878 | 13.8247 | 9.9361 | 3.5174 | 35.0629 | 13.8996 | 9.9899 | 3.7663 | 32.5472 | 15.4281 | 11.0885 | 10.5884 | 32.5063 | 15.3801 | 11.054 | 10.3866 | 32.5732 | 15.2967 | 10.9941 | 10.0856 | 32.6944 | 15.1451 | 10.8851 | 9.6607 | 32.8445 | 15.0439 | 10.8124 | 9.5644 | 33.0204 | 14.865 | 10.6838 | 9.0334 | 33.2182 | 14.6823 | 10.5524 | 8.4868 | 33.4472 | 14.5326 | 10.4449 | 8.0685 | 33.6996 | 14.3617 | 10.322 | 7.5217 | 33.9973 | 14.2172 | 10.2182 | 7.1959 | 34.9328 | 13.2695 | 9.5371 | 4.461 | 35.6675 | 11.7809 | 8.4671 | -1.6326 | 36.0412 | 10.8699 | 7.8124 | -6.1224 | 36.2314 | 10.2119 | 7.3395 | -9.4098 | 32.5472 | 15.4281 | 11.0885 | 10.5884 | 32.4795 | 15.4481 | 11.1029 | 10.4723 | 32.5883 | 15.4247 | 11.086 | 9.9308 | 32.7012 | 15.357 | 11.0374 | 9.5306 | 32.8338 | 15.2699 | 10.9748 | 9.5052 | 32.9815 | 15.1135 | 10.8624 | 9.1066 | 33.1549 | 14.979 | 10.7657 | 8.6295 | 33.347 | 14.8753 | 10.6912 | 8.3309 | 33.5672 | 14.7151 | 10.576 | 7.7074 | 33.863 | 14.4144 | 10.3599 | 6.36 | 34.7721 | 12.9357 | 9.2972 | -0.32388 | 35.277 | 11.6549 | 8.3766 | -5.7987 | 35.3884 | 11.3414 | 8.1513 | -8.622 | 35.2271 | 11.3767 | 8.1767 | -7.6795
GREEN LANE (HAZEL GROVE) | HAZEL GROVE | BREDBURY | 391570 | 387132 | primary | best view | 31.4402 | 9.4536 | 6.7945 | 10.3783 | 31.42 | 9.3461 | 6.7172 | 10.0613 | 31.4718 | 9.2288 | 6.6329 | 9.9545 | 31.5654 | 8.9334 | 6.4206 | 9.2987 | 31.6704 | 8.8302 | 6.3464 | 8.9332 | 31.7878 | 8.5465 | 6.1425 | 8.3884 | 31.9148 | 8.367 | 6.0135 | 7.7251 | 32.0575 | 8.2107 | 5.9012 | 7.2695 | 32.2125 | 8.0192 | 5.7635 | 6.6973 | 32.3927 | 7.8134 | 5.6156 | 5.9623 | 33.1416 | 7.0669 | 5.0791 | 3.5354 | 33.7368 | 6.6835 | 4.8036 | 2.5409 | 34.1303 | 7.6832 | 5.5221 | 2.3505 | 34.4358 | 8.8336 | 6.3489 | 2.8098 | 31.4397 | 9.4536 | 6.7945 | 10.3783 | 31.4435 | 9.3794 | 6.7412 | 10.16 | 31.4967 | 9.3286 | 6.7046 | 10.1535 | 31.5744 | 9.2008 | 6.6128 | 9.713 | 31.6574 | 9.1468 | 6.574 | 9.582 | 31.7536 | 9.0393 | 6.4967 | 9.2354 | 31.8689 | 8.9228 | 6.413 | 8.7928 | 32.001 | 8.8266 | 6.3438 | 8.4559 | 32.1513 | 8.6845 | 6.2417 | 7.9347 | 32.318 | 8.547 | 6.1429 | 7.4386 | 32.6237 | 8.0873 | 5.8125 | 5.8643 | 32.8681 | 7.6883 | 5.5257 | 4.9387 | 33.0687 | 8.3886 | 6.0291 | 4.3147 | 33.2317 | 9.4648 | 6.8025 | 4.1454 | 31.4402 | 9.4536 | 6.7945 | 10.3783 | 31.4199 | 9.3466 | 6.7176 | 10.0614 | 31.4717 | 9.2303 | 6.634 | 9.9546 | 31.5652 | 8.9074 | 6.4019 | 9.2989 | 31.6701 | 8.8374 | 6.3516 | 8.9334 | 31.7879 | 8.5317 | 6.1319 | 8.3883 | 31.9159 | 8.3807 | 6.0234 | 7.7244 | 32.0587 | 8.2253 | 5.9117 | 7.2687 | 32.2139 | 8.0268 | 5.769 | 6.6963 | 32.3798 | 7.8438 | 5.6375 | 6.0339 | 33.0541 | 7.1605 | 5.1464 | 3.8463 | 33.5624 | 6.7933 | 4.8825 | 2.9425 | 33.9172 | 7.7847 | 5.595 | 2.7367 | 34.1727 | 8.9261 | 6.4154 | 3.1628 | 31.4416 | 9.4536 | 6.7945 | 10.3783 | 31.418 | 9.3496 | 6.7197 | 10.0687 | 31.4831 | 9.1828 | 6.5999 | 9.9899 | 31.5953 | 8.9079 | 6.4023 | 9.3629 | 31.7375 | 8.6804 | 6.2388 | 9.0898 | 31.9104 | 8.3964 | 6.0347 | 8.602 | 32.1091 | 8.0993 | 5.8211 | 8.0002 | 32.3408 | 7.9246 | 5.6956 | 7.6301 | 32.5987 | 7.7344 | 5.5589 | 7.1992 | 32.9029 | 7.517 | 5.4026 | 6.7018 | 34.0496 | 6.1342 | 4.4088 | 3.5709 | 25.9693 | 4.2756 | 3.073 | -2.9528 | 24.3112 | 4.0027 | 2.8768 | -8.3183 | 25.4635 | 4.1924 | 3.0131 | -11.7062 | 31.4416 | 9.4536 | 6.7945 | 10.3783 | 31.3901 | 9.364 | 6.7301 | 10.1568 | 31.4895 | 9.1674 | 6.5888 | 9.9161 | 31.5878 | 8.9396 | 6.4251 | 9.2719 | 31.7177 | 8.6984 | 6.2517 | 9.0942 | 31.87 | 8.4332 | 6.0611 | 8.6633 | 32.0536 | 8.2055 | 5.8974 | 8.1493 | 32.2612 | 8.1138 | 5.8316 | 7.8791 | 32.5037 | 7.9654 | 5.7249 | 7.3598 | 32.8331 | 7.5981 | 5.4609 | 5.7279 | 34.0406 | 5.7133 | 4.1063 | -1.7687 | 25.7075 | 4.2325 | 3.042 | -7.6981 | 34.771 | 5.7248 | 4.1145 | -11.2231 | 34.5811 | 5.6935 | 4.092 | -9.9092
GREEN ST T11 | WIGAN | WASHWAY FARM / KIRKBY | 358235 | 404898 | primary | best view | 20.1474 | 20.1474 | 17.7758 | 6.2693 | 20.1327 | 20.1327 | 17.7417 | 6.2708 | 20.1672 | 20.1672 | 17.6927 | 6.1479 | 20.2196 | 20.2196 | 17.6292 | 5.947 | 20.2662 | 20.2662 | 17.5697 | 5.7623 | 20.3121 | 20.3121 | 17.5132 | 5.586 | 20.3601 | 20.3601 | 17.4696 | 5.4076 | 20.4131 | 20.4131 | 17.4311 | 5.2279 | 20.4699 | 20.4699 | 17.3882 | 5.0348 | 20.5351 | 20.5351 | 17.3445 | 4.8106 | 20.7913 | 20.7913 | 17.29 | 4.0456 | 20.9885 | 20.9885 | 18.0451 | 3.7114 | 21.0948 | 21.0948 | 19.2946 | 3.7184 | 21.1598 | 21.1598 | 19.5773 | 3.9196 | 20.1472 | 20.1472 | 17.7758 | 6.2693 | 20.1062 | 20.1062 | 17.7621 | 6.3896 | 20.1043 | 20.1043 | 17.7356 | 6.4178 | 20.114 | 20.114 | 17.7026 | 6.3967 | 20.1156 | 20.1156 | 17.6757 | 6.4074 | 20.1208 | 20.1208 | 17.6483 | 6.4044 | 20.1354 | 20.1354 | 17.6274 | 6.3492 | 20.163 | 20.163 | 17.6082 | 6.258 | 20.2049 | 20.2049 | 17.5804 | 6.1177 | 20.26 | 20.26 | 17.5513 | 5.9482 | 20.3534 | 20.3534 | 17.5612 | 5.6023 | 20.4155 | 20.4155 | 18.0558 | 5.4193 | 20.4485 | 20.4485 | 18.8611 | 5.3905 | 20.4568 | 20.4568 | 19.0262 | 5.449 | 20.1474 | 20.1474 | 17.7758 | 6.2693 | 20.1327 | 20.1327 | 17.7416 | 6.2708 | 20.1671 | 20.1671 | 17.6926 | 6.1479 | 20.2195 | 20.2195 | 17.6288 | 5.9471 | 20.266 | 20.266 | 17.5693 | 5.7624 | 20.3121 | 20.3121 | 17.5129 | 5.586 | 20.3607 | 20.3607 | 17.4696 | 5.4073 | 20.4138 | 20.4138 | 17.4312 | 5.2276 | 20.4706 | 20.4706 | 17.3883 | 5.0345 | 20.5312 | 20.5312 | 17.3463 | 4.8293 | 20.7606 | 20.7606 | 17.3012 | 4.1314 | 20.9207 | 20.9207 | 18.0608 | 3.8288 | 21.0106 | 21.0106 | 19.3126 | 3.8345 | 21.051 | 21.051 | 19.5959 | 4.0329 | 20.1475 | 20.1475 | 17.7758 | 6.2693 | 20.1273 | 20.1273 | 17.7424 | 6.2865 | 20.1592 | 20.1592 | 17.6951 | 6.1875 | 20.2133 | 20.2133 | 17.6374 | 6.0123 | 20.2661 | 20.2661 | 17.5772 | 5.8585 | 20.3248 | 20.3248 | 17.5185 | 5.7132 | 20.3933 | 20.3933 | 17.4707 | 5.5662 | 20.4729 | 20.4729 | 17.4287 | 5.4205 | 20.5599 | 20.5599 | 17.3829 | 5.2799 | 20.6607 | 20.6607 | 17.3365 | 5.1169 | 21.0535 | 21.0535 | 17.2119 | 4.2717 | 21.444 | 21.444 | 17.7363 | 2.6245 | 21.5805 | 21.5805 | 18.7986 | 1.4452 | 21.6035 | 21.6035 | 18.9449 | 0.71747 | 20.1475 | 20.1475 | 17.7758 | 6.2693 | 20.1196 | 20.1196 | 17.7668 | 6.3117 | 20.1576 | 20.1576 | 17.7333 | 6.1759 | 20.2103 | 20.2103 | 17.645 | 6.0009 | 20.2608 | 20.2608 | 17.52 | 5.8541 | 20.3145 | 20.3145 | 17.4674 | 5.7294 | 20.3787 | 20.3787 | 17.4168 | 5.6065 | 20.4513 | 20.4513 | 17.4132 | 5.4928 | 20.5364 | 20.5364 | 17.4205 | 5.3485 | 20.6617 | 20.6617 | 17.4128 | 4.9021 | 21.0875 | 21.0875 | 19.3574 | 2.9156 | 21.3062 | 21.3062 | 19.0231 | 1.4549 | 21.3271 | 21.3271 | 18.8707 | 0.74077 | 21.2244 | 21.2244 | 18.8938 | 1.263
GREEN ST T12 & T13 | WIGAN | WASHWAY FARM / KIRKBY | 358225 | 404888 | primary | best view | 31.1531 | 9.9414 | 7.2521 | 11.1427 | 31.1748 | 7.6414 | 5.5743 | 10.8189 | 31.3418 | 5.3436 | 3.8981 | 10.54 | 18.4148 | 2.9871 | 2.179 | 10.1678 | 3.9325 | 0.6379 | 0.46534 | 3.9325 | 2.6914 | 0.43658 | 0.31848 | 2.6914 | 2.6914 | 0.43658 | 0.31848 | 2.6914 | 2.6914 | 0.43658 | 0.31848 | 2.6914 | 2.6914 | 0.43658 | 0.31848 | 2.6914 | 2.6914 | 0.43658 | 0.31848 | 2.6914 | 2.6914 | 0.43658 | 0.31848 | 2.6914 | 10.0731 | 1.634 | 1.192 | 1.8179 | 35.8201 | 9.2453 | 6.7443 | 1.4898 | 36.4263 | 10.762 | 7.8507 | 1.4674 | 28.6163 | 9.9414 | 7.2521 | 11.1427 | 28.6769 | 7.7275 | 5.6371 | 11.163 | 28.8569 | 5.4933 | 4.0073 | 11.1615 | 19.8751 | 3.2239 | 2.3518 | 11.0797 | 5.9962 | 0.97265 | 0.70953 | 5.9962 | 2.6914 | 0.43658 | 0.31848 | 2.6914 | 2.6914 | 0.43658 | 0.31848 | 2.6914 | 2.6914 | 0.43658 | 0.31848 | 2.6914 | 2.6914 | 0.43658 | 0.31848 | 2.6914 | 2.6914 | 0.43658 | 0.31848 | 2.6914 | 2.6914 | 0.43658 | 0.31848 | 2.6914 | 6.5782 | 1.0671 | 0.7784 | 6.4978 | 32.9998 | 5.8969 | 4.3017 | 6.1713 | 33.3001 | 7.0986 | 5.1783 | 6.0337 | 28.6162 | 9.9414 | 7.2521 | 11.1427 | 28.6369 | 7.6412 | 5.5741 | 10.8193 | 28.8106 | 5.3433 | 3.8979 | 10.5406 | 18.4113 | 2.9865 | 2.1786 | 10.1688 | 3.922 | 0.63618 | 0.46409 | 3.922 | 2.6914 | 0.43658 | 0.31848 | 2.6914 | 2.6914 | 0.43658 | 0.31848 | 2.6914 | 2.6914 | 0.43658 | 0.31848 | 2.6914 | 2.6914 | 0.43658 | 0.31848 | 2.6914 | 2.6914 | 0.43658 | 0.31848 | 2.6914 | 2.6914 | 0.43658 | 0.31848 | 2.6914 | 10.4256 | 1.6911 | 1.2337 | 2.1836 | 33.4859 | 9.3261 | 6.8033 | 1.9121 | 33.6746 | 10.8774 | 7.9349 | 2.0785 | 28.616 | 9.9414 | 7.2521 | 11.1427 | 28.636 | 7.6397 | 5.573 | 10.8171 | 28.8072 | 5.3105 | 3.8739 | 10.544 | 17.9653 | 2.9141 | 2.1258 | 10.1694 | 3.1475 | 0.51056 | 0.37244 | 3.1475 | 2.6914 | 0.43658 | 0.31848 | 2.6914 | 2.6914 | 0.43658 | 0.31848 | 2.6914 | 2.6914 | 0.43658 | 0.31848 | 2.6914 | 2.6914 | 0.43658 | 0.31848 | 2.6914 | 2.6914 | 0.43658 | 0.31848 | 2.6914 | 2.6914 | 0.43658 | 0.31848 | 2.1158 | 2.6914 | 0.43658 | 0.31848 | -4.1495 | 35.6309 | 6.2889 | 4.5876 | -9.0469 | 35.9675 | 7.1105 | 5.187 | -12.2355 | 28.616 | 9.9414 | 7.2521 | 11.1427 | 28.6208 | 9.8151 | 7.16 | 10.8383 | 28.8787 | 9.6681 | 7.0527 | 10.4932 | 29.1135 | 9.3242 | 6.8019 | 10.0959 | 29.3778 | 8.9427 | 6.5236 | 9.7421 | 29.6575 | 8.5185 | 6.2142 | 9.3956 | 29.9771 | 8.1715 | 5.961 | 9.019 | 30.3206 | 8.0738 | 5.8897 | 8.6167 | 30.6883 | 7.5774 | 5.5276 | 5.5835 | 31.1238 | 7.2865 | 5.3154 | 3.7653 | 33.1799 | 9.4683 | 6.907 | -3.3649 | 34.568 | 7.8374 | 5.7173 | -9.0624 | 35.0766 | 6.9365 | 5.0601 | -12.31 | 35.0023 | 6.936 | 5.0597 | -11.2611
GREENFIELD | HARTSHEAD-HEYROD | STALYBRIDGE | 399322 | 404583 | primary | best view | 29.8709 | 12.1289 | 8.7173 | 17.5576 | 29.8728 | 12.0909 | 8.69 | 17.3917 | 29.9294 | 12.0002 | 8.6248 | 17.1447 | 30.0058 | 11.842 | 8.5111 | 16.6916 | 30.0952 | 11.6604 | 8.3806 | 16.306 | 30.1955 | 11.4438 | 8.2249 | 15.7997 | 30.3044 | 11.2401 | 8.0785 | 15.3079 | 30.4273 | 11.0655 | 7.953 | 14.8025 | 30.5587 | 10.8992 | 7.8335 | 14.3009 | 30.7156 | 10.6742 | 7.6717 | 13.6224 | 31.3285 | 9.8533 | 7.0818 | 11.2817 | 31.7732 | 9.8415 | 7.0733 | 10.321 | 32.0312 | 9.8805 | 7.1013 | 10.3481 | 32.2007 | 9.7933 | 7.0387 | 10.8394 | 29.8699 | 12.1289 | 8.7173 | 17.5576 | 29.8858 | 12.0915 | 8.6904 | 17.3902 | 29.9396 | 11.9814 | 8.6113 | 17.2476 | 29.9994 | 11.8244 | 8.4984 | 17.007 | 30.0662 | 11.6894 | 8.4014 | 16.8597 | 30.1388 | 11.4983 | 8.2641 | 16.5528 | 30.221 | 11.3429 | 8.1524 | 16.2161 | 30.3162 | 11.2574 | 8.0909 | 15.8573 | 30.4238 | 11.1508 | 8.0143 | 15.4611 | 30.5429 | 11.0324 | 7.9292 | 15.024 | 30.7857 | 10.6592 | 7.661 | 13.743 | 30.9727 | 10.3353 | 7.4282 | 12.9252 | 31.1132 | 10.2391 | 7.3591 | 12.5031 | 31.22 | 10.2037 | 7.3336 | 12.2746 | 29.8709 | 12.1289 | 8.7173 | 17.5576 | 29.8728 | 12.091 | 8.69 | 17.3917 | 29.9293 | 12.0005 | 8.625 | 17.1448 | 30.0056 | 11.8422 | 8.5112 | 16.6916 | 30.095 | 11.6617 | 8.3815 | 16.306 | 30.1956 | 11.4438 | 8.2249 | 15.7997 | 30.3049 | 11.2381 | 8.077 | 15.3076 | 30.4279 | 11.0661 | 7.9534 | 14.8021 | 30.5594 | 10.8991 | 7.8334 | 14.3005 | 30.7044 | 10.6851 | 7.6796 | 13.6835 | 31.2611 | 9.8792 | 7.1004 | 11.5439 | 31.654 | 9.8866 | 7.1057 | 10.6484 | 31.8956 | 9.9164 | 7.1271 | 10.6519 | 32.0487 | 9.8363 | 7.0695 | 11.103 | 29.8719 | 12.1289 | 8.7173 | 17.5576 | 29.8728 | 12.0834 | 8.6846 | 17.365 | 29.9394 | 11.9888 | 8.6166 | 17.1144 | 30.0291 | 11.8331 | 8.5047 | 16.6749 | 30.1453 | 11.6554 | 8.377 | 16.3038 | 30.2849 | 11.4503 | 8.2295 | 15.8052 | 30.4371 | 11.233 | 8.0734 | 15.3056 | 30.6128 | 11.0472 | 7.9398 | 14.7963 | 30.8056 | 10.8677 | 7.8108 | 14.352 | 31.0354 | 10.6732 | 7.671 | 13.8691 | 31.8581 | 9.6312 | 6.9221 | 11.5741 | 32.5836 | 8.651 | 6.2176 | 7.7264 | 32.9606 | 7.9908 | 5.7431 | 5.2312 | 33.1636 | 7.4394 | 5.3469 | 3.4453 | 29.8719 | 12.1289 | 8.7173 | 17.5576 | 29.856 | 12.0939 | 8.6921 | 17.4115 | 29.9464 | 11.9565 | 8.5934 | 17.0015 | 30.0311 | 11.6894 | 8.4014 | 16.5472 | 30.1397 | 11.4401 | 8.2222 | 16.199 | 30.2644 | 11.1769 | 8.0331 | 15.7635 | 30.4042 | 10.8983 | 7.8328 | 15.337 | 30.5593 | 10.7068 | 7.6952 | 14.9342 | 30.7311 | 10.4912 | 7.5402 | 14.5411 | 30.9824 | 10.3241 | 7.4201 | 13.5179 | 31.829 | 9.5713 | 6.8791 | 8.897 | 32.2961 | 8.776 | 6.3075 | 5.6919 | 32.4377 | 8.331 | 5.9876 | 4.169 | 32.3893 | 8.3305 | 5.9873 | 4.9888
GREENHILL | GREENHILL | WHITEGATE | 393262 | 404755 | primary | best view | 29.6533 | 4.8101 | 3.5089 | 29.6533 | 16.8846 | 2.7389 | 1.998 | 16.8846 | 1.9992 | 0.32429 | 0.23656 | 1.9992 | 2.6914 | 0.43658 | 0.31848 | 2.6914 | 2.6914 | 0.43658 | 0.31848 | 2.6914 | 2.6914 | 0.43658 | 0.31848 | 2.6914 | 2.6914 | 0.43658 | 0.31848 | 2.6914 | 2.6914 | 0.43658 | 0.31848 | 2.6914 | 2.6914 | 0.43658 | 0.31848 | 2.6914 | 2.6914 | 0.43658 | 0.31848 | 2.6914 | 2.6914 | 0.43658 | 0.31848 | 2.6914 | 2.6914 | 0.43658 | 0.31848 | 2.6914 | 2.6914 | 0.43658 | 0.31848 | 2.6914 | 1.9232 | 0.31197 | 0.22758 | 1.9232 | 29.6533 | 4.8101 | 3.5089 | 29.6533 | 17.2212 | 2.7934 | 2.0378 | 17.2212 | 0.17218 | 0.027929 | 0.020374 | 0.17218 | 2.6914 | 0.43658 | 0.31848 | 2.6914 | 2.6914 | 0.43658 | 0.31848 | 2.6914 | 2.6914 | 0.43658 | 0.31848 | 2.6914 | 2.6914 | 0.43658 | 0.31848 | 2.6914 | 2.6914 | 0.43658 | 0.31848 | 2.6914 | 2.6914 | 0.43658 | 0.31848 | 2.6914 | 2.6914 | 0.43658 | 0.31848 | 2.6914 | 2.6914 | 0.43658 | 0.31848 | 2.6914 | 2.6914 | 0.43658 | 0.31848 | 2.6914 | 2.6914 | 0.43658 | 0.31848 | 2.6914 | 2.6914 | 0.43658 | 0.31848 | 2.6914 | 29.6533 | 4.8101 | 3.5089 | 29.6533 | 16.8821 | 2.7384 | 1.9977 | 16.8821 | 2.0017 | 0.3247 | 0.23686 | 2.0017 | 2.6914 | 0.43658 | 0.31848 | 2.6914 | 2.6914 | 0.43658 | 0.31848 | 2.6914 | 2.6914 | 0.43658 | 0.31848 | 2.6914 | 2.6914 | 0.43658 | 0.31848 | 2.6914 | 2.6914 | 0.43658 | 0.31848 | 2.6914 | 2.6914 | 0.43658 | 0.31848 | 2.6914 | 2.6914 | 0.43658 | 0.31848 | 2.6914 | 2.6914 | 0.43658 | 0.31848 | 2.6914 | 2.6914 | 0.43658 | 0.31848 | 2.6914 | 2.6914 | 0.43658 | 0.31848 | 2.6914 | 2.6944 | 0.43706 | 0.31883 | 2.6944 | 29.6533 | 4.8101 | 3.5089 | 29.6533 | 16.7555 | 2.7179 | 1.9827 | 16.7555 | 2.0165 | 0.3271 | 0.23861 | 2.0165 | 2.6914 | 0.43658 | 0.31848 | 2.6914 | 2.6914 | 0.43658 | 0.31848 | 2.6914 | 2.6914 | 0.43658 | 0.31848 | 2.6914 | 2.6914 | 0.43658 | 0.31848 | 2.6914 | 2.6914 | 0.43658 | 0.31848 | 2.6914 | 2.6914 | 0.43658 | 0.31848 | 2.6914 | 2.6914 | 0.43658 | 0.31848 | 2.6914 | 2.6914 | 0.43658 | 0.31848 | 2.6914 | 2.6914 | 0.43658 | 0.31848 | 2.6914 | 2.6914 | 0.43658 | 0.31848 | 2.6914 | 2.6914 | 0.43658 | 0.31848 | 2.6914 | 29.6533 | 4.8101 | 3.5089 | 29.6533 | 29.3483 | 4.7606 | 3.4728 | 29.3483 | 26.6066 | 4.3158 | 3.1483 | 26.6066 | 23.3327 | 3.7848 | 2.761 | 23.3327 | 19.7942 | 3.2108 | 2.3422 | 19.7942 | 15.6553 | 2.5394 | 1.8525 | 15.6553 | 12.2281 | 1.9835 | 1.4469 | 12.2281 | 11.1763 | 1.8129 | 1.3225 | 11.1763 | 9.757 | 1.5827 | 1.1545 | 9.757 | 6.9044 | 1.12 | 0.817 | 6.9044 | 2.6914 | 0.43658 | 0.31848 | 2.6914 | 2.6914 | 0.43658 | 0.31848 | 2.6914 | 2.6914 | 0.43658 | 0.31848 | 2.6914 | 2.6914 | 0.43658 | 0.31848 | 2.6914
GRIFFIN | LOWER DARWEN | ROCHDALE | 367171 | 427130 | primary | best view | 31.5329 | 16.9166 | 12.3404 | 13.2249 | 31.5208 | 16.7806 | 12.2412 | 12.8588 | 31.5801 | 15.621 | 11.3953 | 12.4459 | 31.6742 | 14.4543 | 10.5442 | 11.8387 | 31.7843 | 13.3977 | 9.7734 | 11.7489 | 31.904 | 12.2201 | 8.9144 | 11.2535 | 32.0337 | 11.0825 | 8.0845 | 10.7593 | 32.1799 | 10.9212 | 7.9669 | 10.2616 | 32.3408 | 10.7441 | 7.8376 | 9.7948 | 32.5298 | 10.5813 | 7.7189 | 9.0234 | 33.3039 | 9.871 | 7.2008 | 6.2979 | 33.966 | 11.0944 | 8.0932 | 5.0528 | 34.3762 | 13.4984 | 9.8469 | 4.6992 | 34.6951 | 14.0379 | 10.2405 | 5.0795 | 31.5324 | 16.9166 | 12.3404 | 13.2249 | 31.5392 | 16.7623 | 12.2279 | 13.0633 | 31.5995 | 15.6343 | 11.405 | 12.7366 | 31.6833 | 14.4868 | 10.5679 | 12.3144 | 31.7772 | 13.4439 | 9.8072 | 12.415 | 31.852 | 12.3234 | 8.9897 | 12.072 | 31.9275 | 11.2165 | 8.1823 | 11.6579 | 32.0231 | 11.1387 | 8.1255 | 11.2022 | 32.1388 | 11.0596 | 8.0678 | 10.7697 | 32.2745 | 10.9376 | 7.9788 | 10.1497 | 32.6045 | 10.7819 | 7.8652 | 8.6894 | 32.9137 | 11.7137 | 8.545 | 7.7271 | 33.1617 | 13.2846 | 9.691 | 6.9404 | 33.3482 | 13.4269 | 9.7948 | 6.6251 | 31.5329 | 16.9166 | 12.3404 | 13.2249 | 31.5206 | 16.7806 | 12.2412 | 12.8589 | 31.5806 | 15.6177 | 11.3929 | 12.4458 | 31.6746 | 14.442 | 10.5352 | 11.8388 | 31.7844 | 13.3905 | 9.7682 | 11.749 | 31.9048 | 12.2121 | 8.9086 | 11.2532 | 32.0362 | 11.0804 | 8.083 | 10.7581 | 32.1825 | 10.9174 | 7.9641 | 10.2602 | 32.341 | 10.7392 | 7.8341 | 9.7943 | 32.5156 | 10.5862 | 7.7225 | 9.0796 | 33.2028 | 9.9177 | 7.2348 | 6.597 | 33.7328 | 11.165 | 8.1447 | 5.4799 | 34.0695 | 13.5755 | 9.9032 | 5.1456 | 34.2929 | 14.1303 | 10.3078 | 5.5365 | 31.5339 | 16.9166 | 12.3404 | 13.2249 | 31.5175 | 16.7931 | 12.2504 | 12.8383 | 31.5848 | 15.6017 | 11.3812 | 12.4234 | 31.697 | 14.3184 | 10.4451 | 11.8168 | 31.8388 | 13.0926 | 9.5509 | 11.7367 | 32.0035 | 11.6902 | 8.5278 | 11.2371 | 32.1952 | 10.3937 | 7.5821 | 10.7101 | 32.4195 | 10.1471 | 7.4022 | 10.1925 | 32.6705 | 9.8994 | 7.2215 | 9.7918 | 32.9697 | 9.6109 | 7.011 | 9.1959 | 34.1138 | 8.305 | 6.0584 | 5.9414 | 35.187 | 7.9826 | 5.8232 | -0.32244 | 35.8113 | 9.3679 | 6.8337 | -5.1182 | 36.1078 | 9.0097 | 6.5724 | -7.915 | 31.5339 | 16.9166 | 12.3404 | 13.2249 | 31.4892 | 16.8001 | 12.2555 | 12.9162 | 31.5768 | 16.6427 | 12.1406 | 12.387 | 31.6752 | 16.4048 | 11.9671 | 11.7914 | 31.793 | 16.2407 | 11.8473 | 11.7391 | 31.9342 | 15.8652 | 11.5734 | 11.305 | 32.1107 | 15.4653 | 11.2817 | 10.8563 | 32.3148 | 15.3018 | 11.1625 | 10.4377 | 32.555 | 15.1469 | 11.0494 | 9.9595 | 32.8763 | 14.7619 | 10.7686 | 8.317 | 34.0877 | 13.4882 | 9.8395 | 0.98016 | 34.917 | 11.7939 | 8.6035 | -4.4891 | 35.2273 | 10.9451 | 7.9843 | -7.5573 | 35.1567 | 10.9505 | 7.9882 | -6.1462
HADFIELD | HYDE | STALYBRIDGE | 401790 | 395876 | primary | best view | 9.9598 | 1.6398 | 1.1786 | 9.9598 | 9.8606 | 1.6235 | 1.1668 | 9.8606 | 9.2088 | 1.5162 | 1.0897 | 9.2088 | 8.7341 | 1.438 | 1.0335 | 8.7341 | 8.4676 | 1.3941 | 1.002 | 8.4676 | 8.0583 | 1.3267 | 0.95355 | 8.0583 | 7.4187 | 1.2214 | 0.87787 | 7.4187 | 6.7135 | 1.1053 | 0.79442 | 6.7135 | 5.9742 | 0.98361 | 0.70694 | 5.9742 | 5.2031 | 0.85664 | 0.61569 | 5.2031 | 5.7771 | 0.95116 | 0.68362 | 5.7771 | 19.5259 | 5.0569 | 3.6345 | 11.0454 | 19.8619 | 11.6886 | 8.4008 | 10.8859 | 20.1125 | 13.0772 | 9.3989 | 11.1354 | 9.9598 | 1.6398 | 1.1786 | 9.9598 | 10.0261 | 1.6507 | 1.1864 | 10.0261 | 9.5351 | 1.5699 | 1.1283 | 9.5351 | 9.0691 | 1.4932 | 1.0732 | 9.0691 | 9.5033 | 1.5646 | 1.1245 | 9.5033 | 9.307 | 1.5323 | 1.1013 | 9.307 | 8.938 | 1.4716 | 1.0577 | 8.938 | 8.5483 | 1.4074 | 1.0115 | 8.5483 | 7.9428 | 1.3077 | 0.93988 | 7.9428 | 7.2411 | 1.1922 | 0.85685 | 7.2411 | 8.3629 | 1.3769 | 0.98959 | 8.3629 | 18.0528 | 4.0459 | 2.9079 | 13.7088 | 18.2704 | 8.3393 | 5.9936 | 13.4173 | 18.426 | 9.2256 | 6.6306 | 13.2901 | 9.9598 | 1.6398 | 1.1786 | 9.9598 | 9.8629 | 1.6238 | 1.1671 | 9.8629 | 9.2165 | 1.5174 | 1.0906 | 9.2165 | 8.7165 | 1.4351 | 1.0314 | 8.7165 | 8.4973 | 1.399 | 1.0055 | 8.4973 | 8.0624 | 1.3274 | 0.95403 | 8.0624 | 7.4872 | 1.2327 | 0.88597 | 7.4872 | 6.8124 | 1.1216 | 0.80613 | 6.8124 | 6.0115 | 0.98975 | 0.71135 | 6.0115 | 5.29 | 0.87096 | 0.62597 | 5.29 | 6.0564 | 0.99714 | 0.71666 | 6.0564 | 19.3487 | 5.1289 | 3.6863 | 11.5017 | 19.6447 | 11.7668 | 8.457 | 11.3519 | 19.8365 | 13.1556 | 9.4552 | 11.6042 | 9.9598 | 1.6398 | 1.1786 | 9.9598 | 9.7576 | 1.6065 | 1.1546 | 9.7576 | 9.1865 | 1.5125 | 1.0871 | 9.1865 | 8.4555 | 1.3921 | 1.0005 | 8.4555 | 7.6204 | 1.2546 | 0.90173 | 7.6204 | 6.7717 | 1.1149 | 0.80131 | 6.7717 | 5.8227 | 0.95867 | 0.68902 | 5.8227 | 4.944 | 0.81398 | 0.58503 | 4.944 | 4.0039 | 0.65921 | 0.47379 | 4.0039 | 2.9428 | 0.4845 | 0.34822 | 2.9428 | 1.1369 | 0.18719 | 0.13454 | 1.1369 | 19.5897 | 3.2253 | 2.3181 | 6.1895 | 21.3317 | 8.8841 | 6.3852 | 2.0708 | 21.5411 | 9.7159 | 6.983 | -0.747 | 9.9598 | 1.6398 | 1.1786 | 9.9598 | 9.8736 | 1.6256 | 1.1684 | 9.8736 | 9.2038 | 1.5153 | 1.0891 | 9.2038 | 8.2904 | 1.3649 | 0.98101 | 8.2904 | 7.202 | 1.1858 | 0.85222 | 7.202 | 5.3296 | 0.87747 | 0.63066 | 5.3296 | 3.6285 | 0.5974 | 0.42936 | 3.6285 | 3.7198 | 0.61243 | 0.44017 | 3.7198 | 5.2757 | 0.8686 | 0.62428 | 5.2757 | 6.339 | 1.0437 | 0.7501 | 6.339 | 20.0355 | 12.1317 | 8.7193 | 7.1415 | 20.6877 | 10.9406 | 7.8633 | 2.2142 | 20.8783 | 10.2264 | 7.3499 | -0.43301 | 20.7598 | 10.2909 | 7.3962 | 0.32875
HALL CROSS | PEEL | PENWORTHAM WEST / STANAH | 342288 | 430650 | primary | best view | 19.5976 | 11.0358 | 8.0505 | 7.6417 | 19.6349 | 10.8682 | 7.9282 | 7.182 | 19.9042 | 10.5855 | 7.722 | 6.673 | 20.2174 | 10.2467 | 7.4748 | 5.927 | 20.5704 | 9.9164 | 7.2339 | 5.3471 | 20.8254 | 9.5569 | 6.9716 | 4.6227 | 21.0269 | 9.215 | 6.7222 | 3.9521 | 21.2473 | 9.051 | 6.6026 | 3.2123 | 21.4798 | 8.8059 | 6.4238 | 2.508 | 21.7467 | 8.562 | 6.2459 | 1.5704 | 22.8289 | 7.6218 | 5.56 | -1.557 | 23.5797 | 7.0767 | 5.1623 | -3.1013 | 24.0206 | 6.9469 | 5.0677 | -3.3328 | 24.3222 | 7.0734 | 5.1599 | -2.9514 | 19.6026 | 11.0358 | 8.0505 | 7.6417 | 19.6443 | 10.9865 | 8.0145 | 7.4748 | 19.854 | 10.9265 | 7.9707 | 7.2136 | 20.0579 | 10.8384 | 7.9065 | 6.8347 | 20.1578 | 10.8021 | 7.88 | 6.6864 | 20.2158 | 10.7015 | 7.8066 | 6.3329 | 20.3127 | 10.6543 | 7.7722 | 5.9484 | 20.445 | 10.5562 | 7.7006 | 5.4325 | 20.6116 | 10.4433 | 7.6183 | 4.9137 | 20.7966 | 10.2847 | 7.5026 | 4.2612 | 21.1633 | 10.0066 | 7.2997 | 2.4973 | 21.4339 | 9.7095 | 7.083 | 1.2256 | 21.6204 | 9.5648 | 6.9774 | 0.57945 | 21.7357 | 9.5043 | 6.9332 | 0.16452 | 19.5976 | 11.0358 | 8.0505 | 7.6417 | 19.6348 | 10.8712 | 7.9304 | 7.182 | 19.904 | 10.5826 | 7.7199 | 6.6731 | 20.2172 | 10.243 | 7.4722 | 5.9272 | 20.5701 | 9.9184 | 7.2353 | 5.3473 | 20.8255 | 9.5544 | 6.9698 | 4.6226 | 21.0283 | 9.22 | 6.7258 | 3.9513 | 21.2489 | 9.0569 | 6.6069 | 3.2113 | 21.4817 | 8.8205 | 6.4344 | 2.5069 | 21.7288 | 8.5841 | 6.262 | 1.6389 | 22.7247 | 7.6744 | 5.5984 | -1.2549 | 23.3682 | 7.1435 | 5.2111 | -2.7025 | 23.761 | 7.0081 | 5.1123 | -2.9481 | 23.9998 | 7.1398 | 5.2084 | -2.5893 | 19.597 | 11.0358 | 8.0505 | 7.6417 | 19.6418 | 10.8643 | 7.9254 | 7.1978 | 19.909 | 10.2059 | 7.4451 | 6.7161 | 20.2175 | 9.5391 | 6.9586 | 6.0146 | 20.5622 | 8.9297 | 6.5141 | 5.5306 | 20.9207 | 8.3174 | 6.0674 | 4.8841 | 21.2736 | 7.8212 | 5.7054 | 4.2696 | 21.5723 | 7.635 | 5.5696 | 3.5997 | 21.8733 | 7.4561 | 5.4392 | 3.0365 | 22.2205 | 7.2555 | 5.2928 | 2.3845 | 23.5887 | 6.2654 | 4.5705 | -0.67103 | 24.5022 | 5.0322 | 3.6709 | -5.429 | 24.9249 | 4.1435 | 3.0226 | -8.6335 | 20.8794 | 3.3868 | 2.4707 | -10.8961 | 19.597 | 11.0358 | 8.0505 | 7.6417 | 19.6069 | 10.8871 | 7.942 | 7.2657 | 19.9851 | 10.6247 | 7.7505 | 6.604 | 20.3035 | 10.296 | 7.5108 | 5.8742 | 20.6369 | 9.7015 | 7.0771 | 5.3674 | 20.9576 | 9.1099 | 6.6455 | 4.7785 | 21.2794 | 8.7058 | 6.3507 | 4.2497 | 21.543 | 8.5166 | 6.2128 | 3.7005 | 21.8379 | 8.3286 | 6.0756 | 3.161 | 22.2839 | 8.0047 | 5.8393 | 1.8768 | 23.5694 | 6.4754 | 4.7237 | -3.7843 | 24.1847 | 5.2826 | 3.8536 | -7.848 | 24.2722 | 5.1445 | 3.7528 | -9.8565 | 24.0628 | 5.1502 | 3.757 | -9.0406
HANDFORTH | MOSS NOOK | SOUTH MANCHESTER | 385958 | 383397 | primary | best view | 30.9349 | 9.7309 | 6.9938 | 15.2406 | 30.9222 | 9.6041 | 6.9027 | 14.5941 | 30.9947 | 9.4497 | 6.7917 | 14.3128 | 31.0973 | 9.1064 | 6.5449 | 13.9969 | 31.2123 | 9.1314 | 6.5629 | 13.5517 | 31.3346 | 8.9371 | 6.4233 | 13.0876 | 31.465 | 8.7565 | 6.2935 | 12.5606 | 31.6113 | 8.6533 | 6.2193 | 12.1036 | 31.7684 | 8.5297 | 6.1304 | 11.7096 | 31.9492 | 8.3669 | 6.0134 | 11.1527 | 32.726 | 7.8086 | 5.6122 | 9.0453 | 33.354 | 7.6163 | 5.474 | 7.8707 | 33.7888 | 8.0396 | 5.7782 | 7.5313 | 34.1373 | 7.9563 | 5.7184 | 7.5431 | 30.9341 | 9.7309 | 6.9938 | 15.2406 | 30.9135 | 9.6617 | 6.9441 | 14.9246 | 30.9489 | 9.5579 | 6.8695 | 14.7434 | 31.0008 | 9.3511 | 6.7208 | 14.6198 | 31.0523 | 8.9651 | 6.4434 | 14.4013 | 31.1155 | 9.039 | 6.4965 | 14.1194 | 31.1985 | 8.8735 | 6.3776 | 13.7261 | 31.2989 | 8.7923 | 6.3192 | 13.381 | 31.4163 | 8.7199 | 6.2672 | 13.067 | 31.5479 | 8.6377 | 6.2081 | 12.6569 | 31.8634 | 8.3364 | 5.9916 | 11.3286 | 32.1387 | 8.1883 | 5.8851 | 10.414 | 32.3835 | 8.6221 | 6.1969 | 9.8933 | 32.584 | 8.8668 | 6.3728 | 9.5394 | 30.9349 | 9.7309 | 6.9938 | 15.2406 | 30.922 | 9.6004 | 6.9 | 14.5942 | 30.9944 | 9.4363 | 6.7821 | 14.313 | 31.0968 | 9.0242 | 6.4859 | 13.9972 | 31.2116 | 8.9839 | 6.4569 | 13.552 | 31.3348 | 8.7135 | 6.2626 | 13.0875 | 31.467 | 8.5962 | 6.1782 | 12.5595 | 31.6136 | 8.5289 | 6.1299 | 12.1023 | 31.771 | 8.4241 | 6.0545 | 11.7081 | 31.9368 | 8.2865 | 5.9557 | 11.2018 | 32.6369 | 7.7334 | 5.5581 | 9.301 | 33.1405 | 7.5559 | 5.4306 | 8.2523 | 33.5168 | 7.9881 | 5.7412 | 7.9333 | 33.7964 | 7.9294 | 5.699 | 7.9717 | 30.9371 | 9.7309 | 6.9938 | 15.2406 | 30.9193 | 9.5847 | 6.8887 | 14.6041 | 31.0055 | 9.4495 | 6.7915 | 14.3527 | 31.1363 | 9.1629 | 6.5856 | 14.0581 | 31.2967 | 8.8282 | 6.345 | 13.6644 | 31.4856 | 8.4918 | 6.1032 | 13.2487 | 31.7025 | 8.2873 | 5.9562 | 12.7593 | 31.9554 | 8.1605 | 5.8651 | 12.3469 | 32.2167 | 8.0491 | 5.785 | 12.0399 | 32.498 | 7.91 | 5.685 | 11.6434 | 33.6073 | 7.1608 | 5.1466 | 9.2485 | 34.551 | 6.3487 | 4.5629 | 5.9356 | 35.0705 | 6.3075 | 4.5333 | 3.695 | 35.2644 | 5.854 | 4.2074 | 2.0822 | 30.9371 | 9.7309 | 6.9938 | 15.2406 | 30.9076 | 9.6055 | 6.9037 | 14.6412 | 31.0474 | 9.1411 | 6.5699 | 14.2205 | 31.1874 | 9.2222 | 6.6282 | 13.9246 | 31.3484 | 9.1515 | 6.5774 | 13.5565 | 31.5316 | 8.6808 | 6.2391 | 13.1947 | 31.7504 | 8.3993 | 6.0367 | 12.759 | 31.9962 | 8.2759 | 5.9481 | 12.418 | 32.2333 | 8.1763 | 5.8765 | 12.1011 | 32.5248 | 8.0053 | 5.7536 | 11.243 | 33.6107 | 7.4121 | 5.3273 | 7.2114 | 34.3211 | 6.3694 | 4.5778 | 4.2322 | 34.5505 | 5.8612 | 4.2126 | 2.7333 | 34.49 | 5.9866 | 4.3027 | 3.2783
HANGING BRIDGE | WRIGHTINGTON | PENWORTHAM WEST / STANAH | 346186 | 417486 | primary | best view | 10.9023 | 10.9023 | 10.9023 | 6.2991 | 10.9076 | 10.9076 | 10.9076 | 6.145 | 10.9492 | 10.9492 | 10.9492 | 6.001 | 11.0077 | 11.0077 | 11.0077 | 5.7521 | 11.0776 | 11.0776 | 11.0776 | 5.5865 | 11.1552 | 11.1552 | 11.1552 | 5.3419 | 11.2433 | 11.2433 | 11.2433 | 5.1158 | 11.3487 | 11.3487 | 11.3487 | 4.8751 | 11.475 | 11.475 | 11.475 | 4.6124 | 11.6262 | 11.6262 | 11.6262 | 4.2236 | 12.5867 | 12.5867 | 12.5867 | 2.5772 | 13.5905 | 13.5905 | 13.5905 | 1.3983 | 14.3089 | 14.3089 | 14.3089 | 0.71469 | 14.87 | 14.87 | 14.87 | 0.41542 | 10.902 | 10.902 | 10.902 | 6.2991 | 10.9082 | 10.9082 | 10.9082 | 6.1868 | 10.9429 | 10.9429 | 10.9429 | 6.0832 | 10.9804 | 10.9804 | 10.9804 | 5.9442 | 11.023 | 11.023 | 11.023 | 5.8811 | 11.0753 | 11.0753 | 11.0753 | 5.7186 | 11.1424 | 11.1424 | 11.1424 | 5.5494 | 11.2208 | 11.2208 | 11.2208 | 5.3589 | 11.3096 | 11.3096 | 11.3096 | 5.1278 | 11.4156 | 11.4156 | 11.4156 | 4.8764 | 11.9741 | 11.9741 | 11.9741 | 4.106 | 12.5828 | 12.5828 | 12.5828 | 3.2304 | 13.1056 | 13.1056 | 13.1056 | 2.5689 | 13.5321 | 13.5321 | 13.5321 | 2.0582 | 10.9023 | 10.9023 | 10.9023 | 6.2991 | 10.9069 | 10.9069 | 10.9069 | 6.1453 | 10.9523 | 10.9523 | 10.9523 | 6.0007 | 11.0103 | 11.0103 | 11.0103 | 5.752 | 11.0796 | 11.0796 | 11.0796 | 5.5867 | 11.1587 | 11.1587 | 11.1587 | 5.3411 | 11.2506 | 11.2506 | 11.2506 | 5.1126 | 11.3559 | 11.3559 | 11.3559 | 4.8717 | 11.4705 | 11.4705 | 11.4705 | 4.6108 | 11.6069 | 11.6069 | 11.6069 | 4.2494 | 12.4364 | 12.4364 | 12.4364 | 2.7349 | 13.1283 | 13.1283 | 13.1283 | 1.7866 | 13.6824 | 13.6824 | 13.6824 | 1.3026 | 14.1261 | 14.1261 | 14.1261 | 1.2005 | 10.9032 | 10.9032 | 10.9032 | 6.2991 | 10.9081 | 10.9081 | 10.9081 | 6.1217 | 10.9634 | 10.9634 | 10.9634 | 5.9532 | 11.0389 | 11.0389 | 11.0389 | 5.6826 | 11.1368 | 11.1368 | 11.1368 | 5.4831 | 11.2711 | 11.2711 | 11.2711 | 5.1745 | 11.441 | 11.441 | 11.441 | 4.85 | 11.6495 | 11.6495 | 11.6495 | 4.501 | 11.8885 | 11.8885 | 11.8885 | 4.1684 | 12.1776 | 12.1776 | 12.1776 | 3.8145 | 13.7236 | 13.7236 | 13.7236 | 1.8869 | 14.8468 | 14.8468 | 14.8468 | -0.86399 | 15.3954 | 15.3954 | 15.3954 | -2.6905 | 15.5388 | 15.5388 | 15.5388 | -3.9736 | 10.9032 | 10.9032 | 10.9032 | 6.2991 | 10.9086 | 10.9086 | 10.9086 | 6.1464 | 10.9958 | 10.9958 | 10.9958 | 5.9235 | 11.0861 | 11.0861 | 11.0861 | 5.6437 | 11.1966 | 11.1966 | 11.1966 | 5.4406 | 11.355 | 11.355 | 11.355 | 5.1429 | 11.5778 | 11.5778 | 11.5778 | 4.8412 | 11.8508 | 11.8508 | 11.8508 | 4.5249 | 12.1668 | 12.1668 | 12.1668 | 4.2051 | 12.5446 | 12.5446 | 12.5446 | 3.5873 | 14.1157 | 14.1157 | 14.1157 | 0.55705 | 14.9319 | 14.9319 | 14.9319 | -1.6709 | 15.2478 | 15.2478 | 15.2478 | -2.8151 | 15.2226 | 15.2226 | 15.2226 | -2.8928
HAREHOLME | ROSSENDALE | PADIHAM | 382535 | 422283 | primary | best view | 29.8414 | 14.9906 | 10.9354 | 14.0657 | 29.8499 | 14.9592 | 10.9125 | 13.9648 | 29.9598 | 14.7617 | 10.7684 | 13.5432 | 30.105 | 14.5682 | 10.6273 | 13.0392 | 30.2823 | 14.3283 | 10.4523 | 12.4319 | 30.479 | 14.1233 | 10.3028 | 11.7787 | 30.6713 | 13.8072 | 10.0721 | 11.1109 | 30.8654 | 13.6322 | 9.9445 | 10.3966 | 31.0768 | 13.4024 | 9.7769 | 9.6612 | 31.324 | 13.1383 | 9.5842 | 8.8097 | 32.2582 | 12.0983 | 8.8255 | 5.8259 | 32.9385 | 11.5015 | 8.3902 | 4.5759 | 33.3303 | 11.1066 | 8.1021 | 4.5436 | 33.6063 | 10.8589 | 7.9214 | 4.9616 | 29.8406 | 14.9906 | 10.9354 | 14.0657 | 29.8786 | 14.9723 | 10.9221 | 13.9582 | 29.9892 | 14.8634 | 10.8426 | 13.5966 | 30.0892 | 14.7199 | 10.738 | 13.2516 | 30.1676 | 14.6168 | 10.6628 | 12.8694 | 30.2636 | 14.4264 | 10.5239 | 12.4076 | 30.3837 | 14.3056 | 10.4357 | 11.872 | 30.5265 | 14.1488 | 10.3214 | 11.2801 | 30.6852 | 14.0549 | 10.2528 | 10.6363 | 30.8594 | 13.903 | 10.1421 | 9.9587 | 31.2462 | 13.454 | 9.8145 | 8.0338 | 31.5349 | 13.1457 | 9.5896 | 6.876 | 31.7483 | 12.7799 | 9.3227 | 6.2984 | 31.9056 | 12.4669 | 9.0945 | 5.9599 | 29.8414 | 14.9906 | 10.9354 | 14.0657 | 29.8498 | 14.9585 | 10.9121 | 13.9648 | 29.9597 | 14.7632 | 10.7695 | 13.5433 | 30.1048 | 14.57 | 10.6286 | 13.0393 | 30.2819 | 14.3291 | 10.4529 | 12.4321 | 30.4791 | 14.1244 | 10.3035 | 11.7786 | 30.6724 | 13.8194 | 10.081 | 11.1103 | 30.8667 | 13.6346 | 9.9462 | 10.3958 | 31.0782 | 13.4035 | 9.7777 | 9.6604 | 31.3052 | 13.1422 | 9.5871 | 8.8863 | 32.1566 | 12.0899 | 8.8194 | 6.1912 | 32.7429 | 11.4959 | 8.3861 | 5.0433 | 33.1088 | 11.0925 | 8.0918 | 4.9846 | 33.3412 | 10.85 | 7.9149 | 5.3367 | 29.8436 | 14.9906 | 10.9354 | 14.0657 | 29.8496 | 15.0041 | 10.9453 | 13.9384 | 29.9823 | 14.8894 | 10.8616 | 13.5231 | 30.1711 | 14.7138 | 10.7335 | 13.033 | 30.4218 | 14.5027 | 10.5795 | 12.4857 | 30.6837 | 14.2455 | 10.3919 | 11.8977 | 30.9587 | 13.8998 | 10.1397 | 11.2984 | 31.2639 | 13.7123 | 10.003 | 10.6708 | 31.5793 | 13.5289 | 9.8692 | 10.0933 | 31.9335 | 13.3236 | 9.7194 | 9.5088 | 33.1669 | 11.8049 | 8.6115 | 6.0446 | 34.1705 | 9.7439 | 7.108 | -0.59228 | 34.7201 | 8.2243 | 5.9995 | -5.6019 | 34.9994 | 7.1399 | 5.2084 | -8.8521 | 29.8436 | 14.9906 | 10.9354 | 14.0657 | 29.8189 | 14.9666 | 10.9179 | 14.0224 | 30.0032 | 14.6417 | 10.6809 | 13.4417 | 30.1954 | 13.8488 | 10.1025 | 12.9615 | 30.4369 | 13.0821 | 9.5432 | 12.4329 | 30.687 | 12.8901 | 9.4031 | 11.9438 | 30.9073 | 12.5293 | 9.14 | 11.4345 | 31.1461 | 12.3595 | 9.0161 | 10.9272 | 31.4147 | 12.1712 | 8.8787 | 10.2834 | 31.7679 | 11.7932 | 8.603 | 8.5801 | 32.9958 | 10.2432 | 7.4722 | 0.79754 | 33.7221 | 8.6138 | 6.2837 | -5.101 | 33.9467 | 7.6387 | 5.5723 | -8.3146 | 33.8429 | 7.6666 | 5.5927 | -7.0578
HARPURHEY | RED BANK | WHITEGATE | 385907 | 402469 | primary | best view | 30.7676 | 13.5815 | 9.9075 | 16.638 | 30.7483 | 13.5101 | 9.8554 | 16.6645 | 30.7787 | 13.3947 | 9.7713 | 16.4248 | 30.8376 | 13.2702 | 9.6805 | 16.0959 | 30.91 | 13.1033 | 9.5586 | 15.7816 | 30.9911 | 12.9057 | 9.4145 | 15.3691 | 31.0775 | 12.7493 | 9.3004 | 15.0319 | 31.1745 | 12.5775 | 9.1751 | 14.6038 | 31.2791 | 12.4052 | 9.0494 | 14.1209 | 31.4021 | 12.2054 | 8.9036 | 13.5877 | 31.9117 | 11.6288 | 8.483 | 11.5632 | 32.2839 | 11.2157 | 8.1817 | 10.4305 | 32.5058 | 11.2389 | 8.1986 | 10.1037 | 32.6547 | 11.3403 | 8.2726 | 10.1537 | 30.7674 | 13.5815 | 9.9075 | 16.638 | 30.7487 | 13.5381 | 9.8759 | 16.6521 | 30.7647 | 13.4777 | 9.8318 | 16.4316 | 30.7979 | 13.3999 | 9.775 | 16.2111 | 30.8357 | 13.3191 | 9.7161 | 16.039 | 30.8845 | 13.2513 | 9.6666 | 15.7492 | 30.9469 | 13.2133 | 9.6389 | 15.4971 | 31.0229 | 13.1561 | 9.5972 | 15.1526 | 31.1117 | 13.0541 | 9.5228 | 14.7373 | 31.2127 | 12.9602 | 9.4543 | 14.3464 | 31.4219 | 12.5989 | 9.1907 | 12.9919 | 31.5756 | 12.298 | 8.9712 | 12.0469 | 31.6773 | 12.0418 | 8.7843 | 11.5177 | 31.7523 | 12.0059 | 8.7581 | 11.1308 | 30.7676 | 13.5815 | 9.9075 | 16.638 | 30.7482 | 13.5101 | 9.8554 | 16.6645 | 30.7786 | 13.3948 | 9.7713 | 16.4249 | 30.8375 | 13.2689 | 9.6795 | 16.096 | 30.9099 | 13.1025 | 9.5581 | 15.7816 | 30.9911 | 12.9054 | 9.4143 | 15.369 | 31.0778 | 12.752 | 9.3024 | 15.0317 | 31.1749 | 12.5799 | 9.1768 | 14.6036 | 31.2795 | 12.4049 | 9.0492 | 14.1206 | 31.3934 | 12.2108 | 8.9076 | 13.6297 | 31.8603 | 11.6708 | 8.5137 | 11.7691 | 32.1947 | 11.2563 | 8.2113 | 10.6993 | 32.4008 | 11.2938 | 8.2387 | 10.3662 | 32.5349 | 11.3898 | 8.3087 | 10.3924 | 30.7682 | 13.5815 | 9.9075 | 16.638 | 30.7456 | 13.5569 | 9.8896 | 16.6543 | 30.7806 | 13.4714 | 9.8272 | 16.4048 | 30.8529 | 13.3444 | 9.7345 | 16.0615 | 30.9482 | 13.2313 | 9.652 | 15.7603 | 31.0625 | 13.0843 | 9.5448 | 15.352 | 31.193 | 12.937 | 9.4374 | 14.991 | 31.3451 | 12.7727 | 9.3175 | 14.5353 | 31.5119 | 12.6191 | 9.2054 | 14.0828 | 31.7085 | 12.4504 | 9.0824 | 13.6558 | 32.4108 | 11.4822 | 8.3761 | 11.212 | 32.9857 | 10.3101 | 7.5211 | 6.8141 | 33.2963 | 9.5855 | 6.9925 | 3.4956 | 33.4709 | 9.0712 | 6.6173 | 1.0978 | 30.7682 | 13.5815 | 9.9075 | 16.638 | 30.7263 | 13.5135 | 9.8579 | 16.7201 | 30.7754 | 13.3193 | 9.7163 | 16.396 | 30.8441 | 12.9815 | 9.4698 | 16.036 | 30.9318 | 12.5983 | 9.1903 | 15.7565 | 31.0321 | 12.5424 | 9.1495 | 15.4013 | 31.1506 | 12.4842 | 9.107 | 15.1008 | 31.2844 | 12.3813 | 9.032 | 14.7215 | 31.4361 | 12.2483 | 8.935 | 14.2448 | 31.6426 | 12.0032 | 8.7562 | 13.1457 | 32.358 | 10.6601 | 7.7764 | 8.0154 | 32.7796 | 9.5723 | 6.9829 | 4.0838 | 32.9084 | 9.5458 | 6.9635 | 1.8914 | 32.8336 | 9.526 | 6.9491 | 2.4158
HARWOOD | BOLTON | KEARSLEY | 374043 | 410941 | primary | best view | 24.5149 | 11.4702 | 8.2438 | 6.6693 | 24.4985 | 11.4179 | 8.2063 | 6.4306 | 24.5892 | 11.3426 | 8.1522 | 6.1301 | 24.6965 | 11.1759 | 8.0324 | 5.5238 | 24.8256 | 11.0375 | 7.9329 | 5.2314 | 24.9698 | 10.8418 | 7.7922 | 4.4673 | 25.1026 | 10.6732 | 7.6711 | 4.0092 | 25.2517 | 10.5649 | 7.5932 | 3.4504 | 25.4145 | 10.4461 | 7.5078 | 2.9194 | 25.611 | 10.256 | 7.3712 | 2.1043 | 26.4323 | 9.5485 | 6.8627 | -0.44995 | 26.988 | 9.1695 | 6.5903 | -1.4661 | 27.3111 | 8.9186 | 6.41 | -1.5589 | 27.5027 | 8.7387 | 6.2807 | -0.98343 | 24.5138 | 11.4702 | 8.2438 | 6.6693 | 24.4984 | 11.4468 | 8.227 | 6.5408 | 24.5603 | 11.3692 | 8.1713 | 6.3804 | 24.6136 | 11.2428 | 8.0804 | 6.0174 | 24.6719 | 11.1788 | 8.0344 | 6.0011 | 24.7434 | 11.0415 | 7.9358 | 5.4797 | 24.8291 | 10.9524 | 7.8717 | 5.1867 | 24.9312 | 10.8754 | 7.8164 | 4.7859 | 25.04 | 10.7944 | 7.7582 | 4.3876 | 25.1567 | 10.6816 | 7.6771 | 3.8289 | 25.4528 | 10.3409 | 7.4322 | 2.3518 | 25.6768 | 10.1622 | 7.3038 | 1.4346 | 25.822 | 10.0513 | 7.2241 | 0.79676 | 25.8969 | 9.941 | 7.1448 | 0.53295 | 24.5149 | 11.4702 | 8.2438 | 6.6693 | 24.4985 | 11.423 | 8.2099 | 6.4306 | 24.5892 | 11.3435 | 8.1528 | 6.1301 | 24.6965 | 11.1648 | 8.0244 | 5.5238 | 24.8256 | 11.0563 | 7.9464 | 5.2314 | 24.9698 | 10.8418 | 7.7922 | 4.4673 | 25.1026 | 10.7067 | 7.6951 | 4.0092 | 25.2517 | 10.5779 | 7.6025 | 3.4504 | 25.4145 | 10.4469 | 7.5084 | 2.9194 | 25.5943 | 10.2769 | 7.3862 | 2.174 | 26.345 | 9.6142 | 6.9099 | -0.13193 | 26.8589 | 9.2452 | 6.6447 | -1.0907 | 27.1666 | 8.9876 | 6.4596 | -1.2209 | 27.3586 | 8.7929 | 6.3196 | -0.71427 | 24.5179 | 11.4702 | 8.2438 | 6.6693 | 24.5009 | 11.4051 | 8.1971 | 6.4211 | 24.6099 | 11.3062 | 8.126 | 6.1306 | 24.754 | 11.089 | 7.9699 | 5.5396 | 24.9441 | 10.9106 | 7.8417 | 5.2878 | 25.1434 | 10.6747 | 7.6721 | 4.5575 | 25.3682 | 10.4797 | 7.532 | 4.0931 | 25.6182 | 10.2933 | 7.398 | 3.5313 | 25.8951 | 10.1145 | 7.2695 | 3.0865 | 26.2233 | 9.9116 | 7.1237 | 2.4808 | 27.3387 | 8.8581 | 6.3665 | -0.65583 | 28.1997 | 7.2039 | 5.1776 | -7.2001 | 28.6828 | 5.9006 | 4.2409 | -12.4264 | 28.9633 | 4.9476 | 3.5559 | -15.9473 | 24.5179 | 11.4702 | 8.2438 | 6.6693 | 24.4823 | 11.4382 | 8.2208 | 6.4905 | 24.6389 | 11.3334 | 8.1456 | 6.0084 | 24.7906 | 11.1936 | 8.0451 | 5.4119 | 24.9788 | 11.0772 | 7.9614 | 5.1751 | 25.1585 | 10.7954 | 7.7589 | 4.5056 | 25.3575 | 10.7038 | 7.693 | 4.1221 | 25.5798 | 10.5632 | 7.592 | 3.6678 | 25.8331 | 10.3906 | 7.4679 | 3.137 | 26.1755 | 10.0119 | 7.1958 | 1.3887 | 27.2938 | 8.2633 | 5.939 | -6.2427 | 27.8956 | 6.7499 | 4.8513 | -12.0073 | 28.0849 | 5.8488 | 4.2036 | -15.4972 | 27.9619 | 5.8596 | 4.2114 | -14.3075
HATTERSLEY | HYDE | STALYBRIDGE | 398419 | 395120 | primary | best view | 13.8463 | 5.0943 | 3.6614 | 10.7307 | 13.839 | 5.0403 | 3.6226 | 10.6104 | 13.8898 | 4.989 | 3.5857 | 10.4204 | 13.9619 | 4.5531 | 3.2724 | 7.9871 | 14.0471 | 3.823 | 2.7477 | 3.6676 | 14.1342 | 3.6892 | 2.6515 | 3.1948 | 14.2274 | 3.5633 | 2.561 | 2.7498 | 14.3323 | 3.4557 | 2.4837 | 2.3701 | 14.4455 | 3.3188 | 2.3853 | 1.8607 | 14.5786 | 3.1846 | 2.2888 | 1.3234 | 15.103 | 2.9194 | 2.0983 | -0.5667 | 15.4582 | 4.999 | 3.5929 | -1.3549 | 15.6511 | 9.313 | 6.6935 | -1.286 | 15.7701 | 10.1367 | 7.2855 | -0.82718 | 13.847 | 5.0943 | 3.6614 | 10.7307 | 13.8419 | 5.0669 | 3.6417 | 10.6663 | 13.8776 | 5.021 | 3.6087 | 10.6296 | 13.92 | 4.6912 | 3.3716 | 8.9346 | 13.9622 | 4.2047 | 3.022 | 5.8818 | 14.0123 | 4.1171 | 2.9591 | 5.6494 | 14.0749 | 4.0467 | 2.9084 | 5.3895 | 14.1453 | 4.0027 | 2.8768 | 5.1657 | 14.2062 | 3.9257 | 2.8215 | 4.8027 | 14.274 | 3.8488 | 2.7662 | 4.4716 | 14.5232 | 3.7983 | 2.7299 | 3.3496 | 14.6947 | 5.1993 | 3.7369 | 2.6419 | 14.7913 | 7.8124 | 5.6149 | 2.3651 | 14.8558 | 8.4785 | 6.0937 | 2.2897 | 13.8463 | 5.0943 | 3.6614 | 10.7307 | 13.839 | 5.0441 | 3.6253 | 10.6104 | 13.8897 | 4.9849 | 3.5827 | 10.4205 | 13.9618 | 4.5503 | 3.2704 | 7.9872 | 14.047 | 3.8206 | 2.746 | 3.6677 | 14.1342 | 3.689 | 2.6514 | 3.1948 | 14.2278 | 3.562 | 2.5601 | 2.7495 | 14.3327 | 3.456 | 2.4839 | 2.3698 | 14.446 | 3.3149 | 2.3825 | 1.8604 | 14.5678 | 3.1926 | 2.2946 | 1.3773 | 15.0424 | 2.9605 | 2.1278 | -0.33566 | 15.3572 | 5.0546 | 3.6328 | -1.0671 | 15.5353 | 9.3684 | 6.7333 | -1.0187 | 15.6409 | 10.189 | 7.323 | -0.59693 | 13.8465 | 5.0943 | 3.6614 | 10.7307 | 13.8394 | 5.0505 | 3.6299 | 10.6142 | 13.8927 | 4.978 | 3.5778 | 10.4322 | 13.9709 | 4.4976 | 3.2325 | 8.019 | 14.0723 | 3.7038 | 2.662 | 3.7388 | 14.1903 | 3.5322 | 2.5387 | 3.3051 | 14.3236 | 3.342 | 2.402 | 2.8879 | 14.479 | 3.1701 | 2.2784 | 2.5396 | 14.6489 | 3.0042 | 2.1592 | 2.1233 | 14.8466 | 2.8248 | 2.0303 | 1.7541 | 13.2083 | 2.1747 | 1.563 | -0.38494 | 16.194 | 3.3478 | 2.4062 | -4.3955 | 16.5572 | 6.5458 | 4.7046 | -7.2372 | 16.7516 | 6.6781 | 4.7997 | -9.1008 | 13.8465 | 5.0943 | 3.6614 | 10.7307 | 13.8256 | 5.0494 | 3.6291 | 10.6485 | 13.9058 | 4.9181 | 3.5347 | 10.3135 | 13.9867 | 4.3598 | 3.1334 | 7.8684 | 14.0849 | 3.5226 | 2.5318 | 3.5882 | 14.1923 | 3.173 | 2.2805 | 3.1911 | 14.3176 | 3.0657 | 2.2034 | 2.8161 | 14.4576 | 3.1153 | 2.2391 | 2.5352 | 14.6164 | 3.1859 | 2.2898 | 2.0851 | 14.8366 | 3.2182 | 2.313 | 1.0568 | 15.6154 | 9.7543 | 7.0106 | -3.6884 | 16.0798 | 8.6748 | 6.2348 | -7.1901 | 16.2437 | 8.0621 | 5.7944 | -8.9396 | 16.1562 | 8.0378 | 5.7769 | -8.002
HAVERTHWAITE | ULVERSTON | HARKER / HUTTON | 334234 | 483827 | primary | best view | 13.2053 | 13.2053 | 13.2053 | 7.2454 | 13.2077 | 13.2077 | 13.2077 | 7.156 | 13.2404 | 13.2404 | 13.2404 | 7.003 | 13.28 | 13.28 | 13.28 | 6.8627 | 13.3218 | 13.3218 | 13.3218 | 6.8469 | 13.368 | 13.368 | 13.368 | 6.7278 | 13.4193 | 13.4193 | 13.4193 | 6.6413 | 13.4783 | 13.4783 | 13.4783 | 6.4922 | 13.5394 | 13.5394 | 13.5394 | 6.3412 | 13.5984 | 13.5984 | 13.5984 | 6.1648 | 13.8222 | 13.8222 | 13.8222 | 5.3825 | 13.9976 | 13.9976 | 13.9976 | 4.8398 | 14.1109 | 14.1109 | 14.1109 | 4.5491 | 14.1904 | 14.1904 | 14.1904 | 4.6305 | 13.205 | 13.205 | 13.205 | 7.2454 | 13.2096 | 13.2096 | 13.2096 | 7.1937 | 13.2349 | 13.2349 | 13.2349 | 7.0803 | 13.2641 | 13.2641 | 13.2641 | 6.9997 | 13.2941 | 13.2941 | 13.2941 | 7.0382 | 13.3313 | 13.3313 | 13.3313 | 6.9614 | 13.3787 | 13.3787 | 13.3787 | 6.8958 | 13.436 | 13.436 | 13.436 | 6.7599 | 13.5033 | 13.5033 | 13.5033 | 6.6149 | 13.5801 | 13.5801 | 13.5801 | 6.462 | 13.6923 | 13.6923 | 13.6923 | 6.1291 | 13.7842 | 13.7842 | 13.7842 | 5.6934 | 13.8676 | 13.8676 | 13.8676 | 5.1223 | 13.9292 | 13.9292 | 13.9292 | 4.6309 | 13.2053 | 13.2053 | 13.2053 | 7.2454 | 13.2076 | 13.2076 | 13.2076 | 7.1561 | 13.2403 | 13.2403 | 13.2403 | 7.003 | 13.2799 | 13.2799 | 13.2799 | 6.8628 | 13.3216 | 13.3216 | 13.3216 | 6.847 | 13.3681 | 13.3681 | 13.3681 | 6.7278 | 13.4199 | 13.4199 | 13.4199 | 6.6409 | 13.479 | 13.479 | 13.479 | 6.4918 | 13.5403 | 13.5403 | 13.5403 | 6.3407 | 13.5957 | 13.5957 | 13.5957 | 6.1778 | 13.7991 | 13.7991 | 13.7991 | 5.4515 | 13.9373 | 13.9373 | 13.9373 | 4.94 | 14.0335 | 14.0335 | 14.0335 | 4.6501 | 14.0845 | 14.0845 | 14.0845 | 4.7355 | 13.2058 | 13.2058 | 13.2058 | 7.2454 | 13.2071 | 13.2071 | 13.2071 | 7.1463 | 13.2447 | 13.2447 | 13.2447 | 6.9963 | 13.294 | 13.294 | 13.294 | 6.8593 | 13.3532 | 13.3532 | 13.3532 | 6.8395 | 13.4261 | 13.4261 | 13.4261 | 6.7166 | 13.5083 | 13.5083 | 13.5083 | 6.6228 | 13.5812 | 13.5812 | 13.5812 | 6.4732 | 13.6621 | 13.6621 | 13.6621 | 6.3026 | 13.7434 | 13.7434 | 13.7434 | 6.1489 | 14.048 | 14.048 | 14.048 | 5.2476 | 14.2817 | 14.2817 | 14.2817 | 3.9335 | 14.3828 | 14.3828 | 14.3828 | 3.0362 | 14.4073 | 14.4073 | 14.4073 | 2.449 | 13.2058 | 13.2058 | 13.2058 | 7.2454 | 13.2028 | 13.2028 | 13.2028 | 7.157 | 13.2541 | 13.2541 | 13.2541 | 6.9694 | 13.3049 | 13.3049 | 13.3049 | 6.8305 | 13.3642 | 13.3642 | 13.3642 | 6.8075 | 13.4349 | 13.4349 | 13.4349 | 6.6905 | 13.5017 | 13.5017 | 13.5017 | 6.6098 | 13.5678 | 13.5678 | 13.5678 | 6.4785 | 13.6326 | 13.6326 | 13.6326 | 6.2973 | 13.7082 | 13.7082 | 13.7082 | 5.9734 | 14.0002 | 14.0002 | 14.0002 | 4.3755 | 14.1751 | 14.1751 | 14.1751 | 3.1327 | 14.2062 | 14.2062 | 14.2062 | 2.5044 | 14.1712 | 14.1712 | 14.1712 | 2.6559
HAWK GREEN | HAZEL GROVE | BREDBURY | 395915 | 387138 | primary | best view | 30.1783 | 17.0528 | 12.2562 | 16.4931 | 30.1702 | 16.9565 | 12.187 | 16.3772 | 30.2219 | 17.0045 | 12.2215 | 16.2034 | 30.2936 | 16.8939 | 12.142 | 15.7219 | 30.3811 | 16.7986 | 12.0735 | 15.4818 | 30.4796 | 16.6513 | 11.9676 | 15.0708 | 30.5862 | 16.5125 | 11.8678 | 14.6018 | 30.7054 | 16.4053 | 11.7908 | 14.235 | 30.8331 | 16.2775 | 11.6989 | 13.7922 | 30.9876 | 16.1267 | 11.5906 | 13.1732 | 31.5496 | 15.5042 | 11.1432 | 10.993 | 31.9186 | 15.1046 | 10.856 | 9.931 | 32.1347 | 14.7902 | 10.63 | 9.6169 | 32.2562 | 14.6001 | 10.4934 | 10.0507 | 30.1774 | 17.0528 | 12.2562 | 16.4931 | 30.1815 | 16.8924 | 12.1409 | 16.3753 | 30.2273 | 16.9262 | 12.1652 | 16.2747 | 30.2792 | 16.9047 | 12.1498 | 15.9734 | 30.3376 | 16.9074 | 12.1517 | 15.9279 | 30.4093 | 16.8285 | 12.095 | 15.681 | 30.4955 | 16.7323 | 12.0258 | 15.3447 | 30.5951 | 16.6631 | 11.9761 | 15.0707 | 30.7086 | 16.6069 | 11.9357 | 14.7487 | 30.8347 | 16.5034 | 11.8613 | 14.38 | 31.0538 | 16.2388 | 11.6711 | 13.2229 | 31.22 | 15.9803 | 11.4853 | 12.3119 | 31.321 | 15.8092 | 11.3624 | 11.6428 | 31.3918 | 15.684 | 11.2724 | 11.3272 | 30.1783 | 17.0528 | 12.2562 | 16.4931 | 30.1702 | 16.9321 | 12.1694 | 16.3772 | 30.2219 | 16.999 | 12.2175 | 16.2034 | 30.2936 | 16.8845 | 12.1352 | 15.7219 | 30.3811 | 16.792 | 12.0687 | 15.4818 | 30.4796 | 16.6475 | 11.9649 | 15.0708 | 30.5862 | 16.5115 | 11.8671 | 14.6018 | 30.7054 | 16.4086 | 11.7932 | 14.235 | 30.8331 | 16.2756 | 11.6976 | 13.7922 | 30.9758 | 16.1357 | 11.5971 | 13.2214 | 31.4994 | 15.5342 | 11.1647 | 11.1923 | 31.8443 | 15.1449 | 10.885 | 10.1668 | 32.0515 | 14.8262 | 10.6559 | 9.8299 | 32.1732 | 14.6282 | 10.5135 | 10.2197 | 30.1797 | 17.0528 | 12.2562 | 16.4931 | 30.1734 | 17.0301 | 12.2398 | 16.37 | 30.2349 | 16.9352 | 12.1717 | 16.1882 | 30.3272 | 16.7504 | 12.0389 | 15.7622 | 30.4496 | 16.5868 | 11.9213 | 15.571 | 30.5965 | 16.3948 | 11.7833 | 15.1559 | 30.7662 | 16.2008 | 11.6438 | 14.6134 | 30.964 | 16.0736 | 11.5524 | 14.1863 | 31.1567 | 15.9422 | 11.458 | 13.8317 | 31.3638 | 15.7768 | 11.3391 | 13.3787 | 32.0731 | 14.9183 | 10.7221 | 11.0508 | 32.6555 | 13.6231 | 9.7912 | 6.6718 | 32.9726 | 12.5762 | 9.0388 | 3.5231 | 33.1637 | 11.8107 | 8.4886 | 1.4177 | 30.1797 | 17.0528 | 12.2562 | 16.4931 | 30.154 | 16.9586 | 12.1884 | 16.4291 | 30.2435 | 16.9989 | 12.2175 | 16.1236 | 30.3351 | 16.8519 | 12.1118 | 15.692 | 30.4514 | 16.7091 | 12.0092 | 15.5118 | 30.5829 | 16.4982 | 11.8576 | 15.1232 | 30.7377 | 16.2689 | 11.6928 | 14.6866 | 30.9099 | 16.1587 | 11.6136 | 14.3836 | 31.0695 | 16.022 | 11.5153 | 14.009 | 31.279 | 15.7729 | 11.3363 | 12.9524 | 31.9959 | 14.4373 | 10.3764 | 8.0289 | 32.4003 | 13.2657 | 9.5343 | 4.3541 | 32.5244 | 12.6047 | 9.0592 | 2.3363 | 32.4559 | 12.5908 | 9.0493 | 3.1046
HAYDOCK | GOLBORNE | BOLD | 357489 | 397336 | primary | best view | 2.6844 | 0.44197 | 0.31765 | 2.6844 | 2.6844 | 0.44197 | 0.31765 | 2.6844 | 2.6844 | 0.44197 | 0.31765 | 2.6844 | 2.6844 | 0.44197 | 0.31765 | 2.6844 | 2.6844 | 0.44197 | 0.31765 | 2.6844 | 2.6844 | 0.44197 | 0.31765 | 2.6844 | 2.6844 | 0.44197 | 0.31765 | 2.6844 | 2.6844 | 0.44197 | 0.31765 | 2.6844 | 2.6844 | 0.44197 | 0.31765 | 2.6844 | 2.6844 | 0.44197 | 0.31765 | 2.6844 | 2.6844 | 0.44197 | 0.31765 | 2.6844 | 2.6844 | 0.44197 | 0.31765 | 2.6844 | 17.4906 | 2.8797 | 2.0697 | 11.1035 | 23.3251 | 3.8403 | 2.7601 | 9.5478 | 2.6844 | 0.44197 | 0.31765 | 2.6844 | 2.6844 | 0.44197 | 0.31765 | 2.6844 | 2.6844 | 0.44197 | 0.31765 | 2.6844 | 2.6844 | 0.44197 | 0.31765 | 2.6844 | 2.6844 | 0.44197 | 0.31765 | 2.6844 | 2.6844 | 0.44197 | 0.31765 | 2.6844 | 2.6844 | 0.44197 | 0.31765 | 2.6844 | 2.6844 | 0.44197 | 0.31765 | 2.6844 | 2.6844 | 0.44197 | 0.31765 | 2.6844 | 2.6844 | 0.44197 | 0.31765 | 2.6844 | 2.6844 | 0.44197 | 0.31765 | 2.6844 | 2.6844 | 0.44197 | 0.31765 | 2.6844 | 2.6844 | 0.44197 | 0.31765 | 2.6844 | 8.6746 | 1.4282 | 1.0265 | 8.6746 | 2.6844 | 0.44197 | 0.31765 | 2.6844 | 2.6844 | 0.44197 | 0.31765 | 2.6844 | 2.6844 | 0.44197 | 0.31765 | 2.6844 | 2.6844 | 0.44197 | 0.31765 | 2.6844 | 2.6844 | 0.44197 | 0.31765 | 2.6844 | 2.6844 | 0.44197 | 0.31765 | 2.6844 | 2.6844 | 0.44197 | 0.31765 | 2.6844 | 2.6844 | 0.44197 | 0.31765 | 2.6844 | 2.6844 | 0.44197 | 0.31765 | 2.6844 | 2.6844 | 0.44197 | 0.31765 | 2.6844 | 2.6844 | 0.44197 | 0.31765 | 2.6844 | 2.6844 | 0.44197 | 0.31765 | 2.6844 | 18.8779 | 3.1081 | 2.2338 | 12.4738 | 25.4179 | 4.1849 | 3.0077 | 11.5754 | 2.6844 | 0.44197 | 0.31765 | 2.6844 | 2.6844 | 0.44197 | 0.31765 | 2.6844 | 2.6844 | 0.44197 | 0.31765 | 2.6844 | 2.6844 | 0.44197 | 0.31765 | 2.6844 | 2.6844 | 0.44197 | 0.31765 | 2.6844 | 2.6844 | 0.44197 | 0.31765 | 2.6844 | 2.6844 | 0.44197 | 0.31765 | 2.6844 | 2.6844 | 0.44197 | 0.31765 | 2.6844 | 2.6844 | 0.44197 | 0.31765 | 2.6844 | 2.6844 | 0.44197 | 0.31765 | 2.6844 | 2.6844 | 0.44197 | 0.31765 | 2.6844 | 2.6844 | 0.44197 | 0.31765 | 2.6844 | 2.6844 | 0.44197 | 0.31765 | -0.23304 | 2.6844 | 0.44197 | 0.31765 | -4.2063 | 2.6844 | 0.44197 | 0.31765 | 2.6844 | 2.6844 | 0.44197 | 0.31765 | 2.6844 | 2.6844 | 0.44197 | 0.31765 | 2.6844 | 2.6844 | 0.44197 | 0.31765 | 2.6844 | 2.6844 | 0.44197 | 0.31765 | 2.6844 | 2.6844 | 0.44197 | 0.31765 | 2.6844 | 2.6844 | 0.44197 | 0.31765 | 2.6844 | 2.6844 | 0.44197 | 0.31765 | 2.6844 | 2.6844 | 0.44197 | 0.31765 | 2.6844 | 2.6844 | 0.44197 | 0.31765 | 2.6844 | 22.5367 | 3.7105 | 2.6668 | 8.5607 | 11.794 | 1.9418 | 1.3956 | 1.287 | 5.8041 | 0.95559 | 0.6868 | -3.321 | 5.3115 | 0.8745 | 0.62852 | -2.8216
HDA NO1 & HDA NO2 | STAINBURN & SIDDICK | HARKER / HUTTON | 301743 | 524532 | primary | best view | 10.2689 | 1.6907 | 1.2151 | 10.2689 | 9.9095 | 1.6315 | 1.1726 | 9.9095 | 9.4407 | 1.5543 | 1.1171 | 9.4407 | 8.5874 | 1.4138 | 1.0162 | 8.5874 | 8.4793 | 1.3961 | 1.0034 | 8.4793 | 7.007 | 1.1537 | 0.82915 | 7.007 | 6.1512 | 1.0127 | 0.72788 | 6.1512 | 5.5236 | 0.90941 | 0.65361 | 5.5236 | 5.2668 | 0.86714 | 0.62323 | 5.2668 | 3.9583 | 0.65171 | 0.46839 | 3.9583 | 2.6844 | 0.44197 | 0.31765 | 2.6844 | 2.6844 | 0.44197 | 0.31765 | 2.6844 | 2.6844 | 0.44197 | 0.31765 | 2.6844 | 2.6844 | 0.44197 | 0.31765 | 2.6844 | 10.2689 | 1.6907 | 1.2151 | 10.2689 | 10.4466 | 1.72 | 1.2362 | 10.4466 | 10.4643 | 1.7229 | 1.2383 | 10.4643 | 10.3096 | 1.6974 | 1.22 | 10.3096 | 10.9015 | 1.7948 | 1.29 | 10.9015 | 10.1669 | 1.6739 | 1.2031 | 10.1669 | 9.9345 | 1.6356 | 1.1756 | 9.9345 | 9.7973 | 1.6131 | 1.1593 | 9.7973 | 9.8781 | 1.6264 | 1.1689 | 9.8781 | 9.1682 | 1.5095 | 1.0849 | 9.1682 | 7.3517 | 1.2104 | 0.86994 | 7.3517 | 5.5545 | 0.9145 | 0.65727 | 5.5545 | 4.3561 | 0.7172 | 0.51546 | 4.3561 | 3.3424 | 0.55031 | 0.39552 | 3.3424 | 10.2689 | 1.6907 | 1.2151 | 10.2689 | 9.91 | 1.6316 | 1.1727 | 9.91 | 9.4416 | 1.5545 | 1.1172 | 9.4416 | 8.5938 | 1.4149 | 1.0169 | 8.5938 | 8.491 | 1.398 | 1.0048 | 8.491 | 7.021 | 1.156 | 0.83081 | 7.021 | 6.2593 | 1.0305 | 0.74067 | 6.2593 | 5.6467 | 0.92969 | 0.66819 | 5.6467 | 5.3507 | 0.88095 | 0.63316 | 5.3507 | 4.0328 | 0.66397 | 0.47721 | 4.0328 | 2.6844 | 0.44197 | 0.31765 | 2.6844 | 2.6844 | 0.44197 | 0.31765 | 2.6844 | 2.6844 | 0.44197 | 0.31765 | 2.6844 | 2.6844 | 0.44197 | 0.31765 | 2.6844 | 10.2689 | 1.6907 | 1.2151 | 10.2689 | 9.8888 | 1.6281 | 1.1702 | 9.8888 | 9.4176 | 1.5505 | 1.1144 | 9.4176 | 8.5475 | 1.4073 | 1.0114 | 8.5475 | 8.4255 | 1.3872 | 0.99701 | 8.4255 | 6.7944 | 1.1186 | 0.80399 | 6.7944 | 5.8015 | 0.95517 | 0.6865 | 5.8015 | 4.8988 | 0.80655 | 0.57968 | 4.8988 | 4.5883 | 0.75543 | 0.54294 | 4.5883 | 3.2291 | 0.53165 | 0.38211 | 3.2291 | 2.6844 | 0.44197 | 0.31765 | 2.6844 | 2.6844 | 0.44197 | 0.31765 | 2.6844 | 2.6844 | 0.44197 | 0.31765 | 2.6844 | 2.6844 | 0.44197 | 0.31765 | 2.6844 | 10.2689 | 1.6907 | 1.2151 | 10.2689 | 9.9355 | 1.6358 | 1.1757 | 9.9355 | 9.3797 | 1.5443 | 1.1099 | 9.3797 | 8.3678 | 1.3777 | 0.99017 | 8.3678 | 8.0764 | 1.3297 | 0.95569 | 8.0764 | 5.1776 | 0.85245 | 0.61268 | 5.1776 | 3.7332 | 0.61465 | 0.44176 | 3.7332 | 2.8862 | 0.47519 | 0.34153 | 2.8862 | 2.7232 | 0.44835 | 0.32224 | 2.7232 | 1.1027 | 0.18155 | 0.13049 | 1.1027 | 2.6844 | 0.44197 | 0.31765 | 2.6844 | 2.6844 | 0.44197 | 0.31765 | 2.6844 | 2.6844 | 0.44197 | 0.31765 | 2.6844 | 2.6844 | 0.44197 | 0.31765 | 2.6844
HDA NO1 & HDA NO2 | STAINBURN & SIDDICK | HARKER / HUTTON | 301429 | 525527 | primary | best view | -2.0262 | -0.3336 | -0.23977 | -2.0262 | -2.3856 | -0.39277 | -0.28229 | -2.3856 | -2.8544 | -0.46996 | -0.33777 | -2.8544 | -3.7077 | -0.61044 | -0.43874 | -3.7077 | -3.8158 | -0.62824 | -0.45153 | -3.8158 | -5.2881 | -0.87064 | -0.62575 | -5.2881 | -6.1439 | -1.0115 | -0.72702 | -6.1439 | -6.7715 | -1.1149 | -0.80128 | -6.7715 | -7.0283 | -1.1571 | -0.83166 | -7.0283 | -8.3368 | -1.3726 | -0.9865 | -8.3368 | 2.6844 | 0.44197 | 0.31765 | 2.6844 | 2.6844 | 0.44197 | 0.31765 | 2.6844 | 2.6844 | 0.44197 | 0.31765 | 2.6844 | 2.6844 | 0.44197 | 0.31765 | 2.6844 | -2.0262 | -0.3336 | -0.23977 | -2.0262 | -1.8484 | -0.30433 | -0.21873 | -1.8484 | -1.8308 | -0.30142 | -0.21664 | -1.8308 | -1.9855 | -0.3269 | -0.23495 | -1.9855 | -1.3936 | -0.22944 | -0.16491 | -1.3936 | -2.1282 | -0.35039 | -0.25183 | -2.1282 | -2.3606 | -0.38865 | -0.27933 | -2.3606 | -2.4978 | -0.41124 | -0.29557 | -2.4978 | -2.417 | -0.39794 | -0.286 | -2.417 | -3.1269 | -0.51482 | -0.37001 | -3.1269 | -4.9433 | -0.81388 | -0.58495 | -4.9433 | -6.7406 | -1.1098 | -0.79763 | -6.7406 | -7.939 | -1.3071 | -0.93944 | -7.939 | -8.9527 | -1.474 | -1.0594 | -8.9527 | -2.0262 | -0.3336 | -0.23977 | -2.0262 | -2.3851 | -0.39269 | -0.28223 | -2.3851 | -2.8535 | -0.4698 | -0.33765 | -2.8535 | -3.7012 | -0.60938 | -0.43798 | -3.7012 | -3.8041 | -0.62632 | -0.45015 | -3.8041 | -5.2741 | -0.86833 | -0.62409 | -5.2741 | -6.0358 | -0.99375 | -0.71423 | -6.0358 | -6.6483 | -1.0946 | -0.78671 | -6.6483 | -6.9444 | -1.1433 | -0.82174 | -6.9444 | -8.2623 | -1.3603 | -0.97769 | -8.2623 | 2.6844 | 0.44197 | 0.31765 | 2.6844 | 2.6844 | 0.44197 | 0.31765 | 2.6844 | 2.6844 | 0.44197 | 0.31765 | 2.6844 | 2.6844 | 0.44197 | 0.31765 | 2.6844 | -2.0262 | -0.3336 | -0.23977 | -2.0262 | -2.4063 | -0.39618 | -0.28474 | -2.4063 | -2.8775 | -0.47376 | -0.3405 | -2.8775 | -3.7476 | -0.61702 | -0.44346 | -3.7476 | -3.8695 | -0.63709 | -0.45789 | -3.8695 | -5.5007 | -0.90565 | -0.65091 | -5.5007 | -6.4936 | -1.0691 | -0.7684 | -6.4936 | -7.3963 | -1.2177 | -0.87522 | -7.3963 | -7.7068 | -1.2689 | -0.91196 | -7.7068 | -9.066 | -1.4926 | -1.0728 | -9.066 | 2.6844 | 0.44197 | 0.31765 | 2.6844 | 2.6844 | 0.44197 | 0.31765 | 2.6844 | 2.6844 | 0.44197 | 0.31765 | 2.6844 | 2.6844 | 0.44197 | 0.31765 | 2.6844 | -2.0262 | -0.3336 | -0.23977 | -2.0262 | -2.3596 | -0.38849 | -0.27922 | -2.3596 | -2.9154 | -0.47999 | -0.34498 | -2.9154 | -3.9273 | -0.6466 | -0.46472 | -3.9273 | -4.2187 | -0.69458 | -0.49921 | -4.2187 | -7.1175 | -1.1718 | -0.84222 | -7.1175 | -8.5619 | -1.4096 | -1.0131 | -8.5619 | -9.4089 | -1.5491 | -1.1134 | -9.4089 | -9.5719 | -1.5759 | -1.1327 | -9.5719 | -11.1924 | -1.8427 | -1.3244 | -11.1924 | 2.6844 | 0.44197 | 0.31765 | 2.6844 | 2.6844 | 0.44197 | 0.31765 | 2.6844 | 2.6844 | 0.44197 | 0.31765 | 2.6844 | 2.6844 | 0.44197 | 0.31765 | 2.6844
HEADY HILL | CASTLETON | ROCHDALE | 384370 | 410583 | primary | best view | 24.1693 | 10.0889 | 7.3597 | 10.1323 | 24.1724 | 10.3729 | 7.5669 | 9.9137 | 24.2195 | 9.1827 | 6.6986 | 9.68 | 24.2891 | 7.9448 | 5.7956 | 9.5938 | 24.3613 | 6.6118 | 4.8232 | 9.4592 | 24.4318 | 5.304 | 3.8692 | 9.0666 | 24.511 | 4.0611 | 2.9625 | 8.7097 | 24.4835 | 3.9715 | 2.8971 | 8.6269 | 22.6581 | 3.6754 | 2.6811 | 7.8184 | 21.8661 | 3.5469 | 2.5874 | 7.48 | 20.034 | 3.2497 | 2.3706 | 6.0012 | 27.1819 | 4.4092 | 3.2164 | 3.9773 | 30.1367 | 6.5192 | 4.7556 | 3.0691 | 31.7054 | 7.0449 | 5.1392 | 2.0263 | 24.169 | 10.0889 | 7.3597 | 10.1323 | 24.1607 | 10.3939 | 7.5822 | 10.0136 | 24.1879 | 9.1997 | 6.7111 | 9.8728 | 24.2288 | 8.05 | 5.8723 | 9.9164 | 24.2675 | 6.8432 | 4.992 | 9.9012 | 24.3148 | 5.5761 | 4.0677 | 9.6623 | 24.3902 | 4.3591 | 3.1799 | 9.3957 | 24.4865 | 4.338 | 3.1645 | 9.3671 | 24.6034 | 4.2798 | 3.1221 | 9.076 | 24.7418 | 4.2151 | 3.0749 | 8.7826 | 25.4257 | 4.1351 | 3.0165 | 7.8949 | 26.3343 | 5.0862 | 3.7103 | 6.893 | 27.3946 | 6.7288 | 4.9086 | 6.008 | 28.3869 | 6.802 | 4.962 | 5.1802 | 24.1693 | 10.0889 | 7.3597 | 10.1323 | 24.1711 | 10.3778 | 7.5705 | 9.9143 | 24.2186 | 9.1867 | 6.7016 | 9.6811 | 24.2871 | 7.9501 | 5.7995 | 9.5955 | 24.3582 | 6.6159 | 4.8262 | 9.4614 | 24.4343 | 5.3215 | 3.8819 | 9.0657 | 24.5263 | 4.064 | 2.9646 | 8.7014 | 24.5883 | 3.9885 | 2.9095 | 8.6177 | 22.7103 | 3.6838 | 2.6873 | 7.8082 | 21.9871 | 3.5665 | 2.6017 | 7.4879 | 20.2532 | 3.2853 | 2.3966 | 6.205 | 27.7399 | 4.5219 | 3.2987 | 4.6054 | 28.7835 | 6.6991 | 4.8869 | 3.8991 | 29.7823 | 7.2797 | 5.3105 | 3.3272 | 24.1696 | 10.0889 | 7.3597 | 10.1323 | 24.1616 | 9.2537 | 6.7504 | 9.907 | 24.2107 | 7.8545 | 5.7298 | 9.6683 | 24.2916 | 6.5652 | 4.7892 | 9.5687 | 24.3841 | 5.2226 | 3.8098 | 9.4324 | 23.5954 | 3.8274 | 2.792 | 8.9925 | 15.6516 | 2.5388 | 1.8521 | 8.5555 | 15.1286 | 2.454 | 1.7902 | 8.447 | 13.761 | 2.2322 | 1.6283 | 7.5362 | 12.8115 | 2.0781 | 1.516 | 7.1554 | 8.1433 | 1.3209 | 0.9636 | 4.145 | 10.9689 | 1.7793 | 1.2979 | -1.5509 | 23.3224 | 3.7831 | 2.7597 | -5.6087 | 22.4318 | 3.6387 | 2.6544 | -8.4802 | 24.1696 | 10.0889 | 7.3597 | 10.1323 | 24.1637 | 10.3652 | 7.5613 | 9.9482 | 24.2396 | 10.2862 | 7.5036 | 9.6761 | 24.3375 | 9.682 | 7.0629 | 9.5827 | 24.4488 | 8.9693 | 6.543 | 9.4569 | 25.2165 | 8.4073 | 6.133 | 8.4372 | 26.0417 | 8.2537 | 6.021 | 7.4255 | 26.836 | 8.1341 | 5.9337 | 6.879 | 27.1736 | 8.0208 | 5.8511 | 6.395 | 27.6038 | 7.7835 | 5.678 | 5.3206 | 30.5621 | 6.5561 | 4.7826 | 0.021249 | 33.0314 | 5.3699 | 3.9172 | -4.951 | 28.7904 | 4.6701 | 3.4068 | -7.7372 | 27.8043 | 4.5101 | 3.2901 | -7.6974
HEAP BRIDGE | BURY | KEARSLEY | 382793 | 410428 | primary | best view | 4.0409 | 4.0409 | 4.0409 | 4.0409 | 4.0309 | 4.0309 | 4.0309 | 4.0309 | 4.0783 | 4.0783 | 4.0783 | 4.0783 | 4.1472 | 4.1472 | 4.1472 | 4.1472 | 4.2074 | 4.2074 | 4.2074 | 4.2074 | 4.2623 | 4.2623 | 4.0098 | 4.2623 | 4.3207 | 4.18 | 3.0492 | 4.3207 | 4.3903 | 4.1293 | 3.0123 | 4.3903 | 4.4683 | 4.0808 | 2.9769 | 4.4683 | 4.5687 | 4.0223 | 2.9342 | 4.5687 | 5.1464 | 4.3081 | 3.1427 | 5.1464 | 5.8619 | 5.8619 | 5.8257 | 5.8619 | 6.4513 | 6.4513 | 6.4513 | 6.0945 | 7.1069 | 7.1069 | 7.1069 | 5.6581 | 4.0407 | 4.0407 | 4.0407 | 4.0407 | 3.9835 | 3.9835 | 3.9835 | 3.9835 | 3.9667 | 3.9667 | 3.9667 | 3.9667 | 3.9615 | 3.9615 | 3.9615 | 3.9615 | 3.9422 | 3.9422 | 3.9422 | 3.9422 | 3.9231 | 3.9231 | 3.9231 | 3.9231 | 3.9238 | 3.9238 | 3.2128 | 3.9238 | 3.9411 | 3.9411 | 3.2006 | 3.9411 | 3.9738 | 3.9738 | 3.1842 | 3.9738 | 4.0191 | 4.0191 | 3.1599 | 4.0191 | 4.3151 | 4.3151 | 3.3437 | 4.3151 | 4.7301 | 4.7301 | 4.7301 | 4.7301 | 5.1247 | 5.1247 | 5.1247 | 5.1247 | 5.4758 | 5.4758 | 5.4758 | 5.4758 | 4.0409 | 4.0409 | 4.0409 | 4.0409 | 4.0304 | 4.0304 | 4.0304 | 4.0304 | 4.0773 | 4.0773 | 4.0773 | 4.0773 | 4.1458 | 4.1458 | 4.1458 | 4.1458 | 4.2055 | 4.2055 | 4.2055 | 4.2055 | 4.2629 | 4.2629 | 4.0108 | 4.2629 | 4.3267 | 4.1807 | 3.0498 | 4.3267 | 4.3974 | 4.1306 | 3.0132 | 4.3974 | 4.4763 | 4.0805 | 2.9766 | 4.4763 | 4.5718 | 4.0252 | 2.9363 | 4.5718 | 5.0588 | 4.3326 | 3.1606 | 5.0588 | 5.4862 | 5.4862 | 5.4862 | 5.4862 | 5.9328 | 5.9328 | 5.9328 | 5.9328 | 6.3144 | 6.3144 | 6.3144 | 6.3144 | 4.0414 | 4.0414 | 4.0414 | 4.0414 | 4.0235 | 4.0235 | 4.0235 | 4.0235 | 4.0729 | 4.0729 | 4.0729 | 4.0729 | 4.1527 | 4.1527 | 4.1527 | 4.1527 | 4.2323 | 4.2323 | 4.2323 | 4.2323 | 4.3355 | 4.3355 | 3.976 | 4.3355 | 4.4736 | 4.1231 | 3.0077 | 4.4736 | 4.6402 | 4.0591 | 2.9611 | 4.6402 | 4.7774 | 3.9905 | 2.911 | 4.7774 | 4.9224 | 3.9215 | 2.8607 | 4.9224 | 5.9813 | 4.0696 | 2.9687 | 5.9813 | 6.9262 | 6.9262 | 5.3673 | 4.447 | 7.3133 | 7.3133 | 7.3133 | 2.4059 | 7.3962 | 7.3962 | 7.3962 | 1.2531 | 4.0414 | 4.0414 | 4.0414 | 4.0414 | 4.0259 | 4.0259 | 4.0259 | 4.0259 | 4.0997 | 4.0997 | 4.0997 | 4.0997 | 4.1967 | 4.1967 | 4.1967 | 4.1967 | 4.3005 | 4.3005 | 4.3005 | 4.3005 | 4.4359 | 4.4359 | 4.4359 | 4.4359 | 4.6135 | 4.6135 | 4.6135 | 4.6135 | 4.7949 | 4.7949 | 4.7949 | 4.7949 | 4.9806 | 4.9806 | 4.9806 | 4.9806 | 5.2177 | 5.2177 | 5.2177 | 5.2177 | 6.4597 | 6.4597 | 6.4597 | 5.2139 | 7.1056 | 7.1056 | 7.1056 | 2.8135 | 7.2984 | 7.2984 | 7.2984 | 1.4526 | 7.1316 | 7.1316 | 7.1316 | 1.7513
HEASANDFORD | BURNLEY | ROCHDALE | 385349 | 433821 | primary | best view | 30.1976 | 9.0496 | 6.6016 | 18.46 | 30.1861 | 8.6488 | 6.3092 | 18.267 | 30.2213 | 8.1712 | 5.9608 | 18.1592 | 30.2754 | 7.7716 | 5.6693 | 18.083 | 30.3087 | 7.4183 | 5.4116 | 18.0639 | 30.3381 | 7.0717 | 5.1587 | 17.8497 | 30.368 | 7.0147 | 5.1171 | 17.7056 | 30.3997 | 7.0223 | 5.1226 | 17.7826 | 30.435 | 6.9779 | 5.0903 | 17.5822 | 30.4766 | 6.9377 | 5.061 | 17.4556 | 30.6695 | 6.9262 | 5.0526 | 17.354 | 30.8075 | 7.3935 | 5.3935 | 17.2569 | 30.8607 | 9.3823 | 6.8442 | 17.3129 | 30.8579 | 9.6907 | 7.0692 | 17.4149 | 30.1975 | 9.0496 | 6.6016 | 18.46 | 30.1427 | 8.694 | 6.3422 | 18.4849 | 30.1236 | 8.1996 | 5.9815 | 18.5837 | 30.1169 | 7.736 | 5.6433 | 18.7195 | 30.0922 | 7.4885 | 5.4627 | 18.9182 | 30.0619 | 7.2239 | 5.2697 | 18.929 | 30.0435 | 7.2028 | 5.2544 | 18.9597 | 30.0366 | 7.2259 | 5.2712 | 19.1443 | 30.0402 | 7.2027 | 5.2542 | 19.0469 | 30.0551 | 7.1796 | 5.2374 | 18.9873 | 30.1193 | 7.177 | 5.2355 | 19.1503 | 30.1599 | 7.5192 | 5.4852 | 19.2288 | 30.1507 | 8.6585 | 6.3162 | 19.3705 | 30.1163 | 9.4323 | 6.8807 | 19.5086 | 30.1976 | 9.0496 | 6.6016 | 18.46 | 30.1859 | 8.6537 | 6.3127 | 18.267 | 30.2232 | 8.1645 | 5.9559 | 18.1592 | 30.2762 | 7.758 | 5.6593 | 18.083 | 30.3094 | 7.4005 | 5.3986 | 18.0639 | 30.3387 | 7.0451 | 5.1393 | 17.8497 | 30.3684 | 6.9883 | 5.0979 | 17.7056 | 30.3999 | 7.0003 | 5.1066 | 17.7826 | 30.4328 | 6.9583 | 5.076 | 17.5822 | 30.4706 | 6.9212 | 5.0489 | 17.463 | 30.6479 | 6.9177 | 5.0464 | 17.387 | 30.7673 | 7.3832 | 5.3859 | 17.2996 | 30.8003 | 9.4422 | 6.888 | 17.3553 | 30.7875 | 9.7652 | 7.1236 | 17.453 | 30.1979 | 9.0496 | 6.6016 | 18.46 | 30.1813 | 8.8478 | 6.4543 | 18.2811 | 30.2178 | 8.3024 | 6.0565 | 18.1942 | 30.2663 | 7.788 | 5.6813 | 18.1389 | 30.3007 | 7.3079 | 5.331 | 18.1401 | 30.335 | 6.8345 | 4.9857 | 17.9498 | 30.3742 | 6.4992 | 4.7411 | 17.8274 | 30.4196 | 6.4674 | 4.7179 | 17.9231 | 30.4671 | 6.3869 | 4.6591 | 17.7484 | 30.5237 | 6.3187 | 4.6094 | 17.6553 | 30.8461 | 6.0506 | 4.4138 | 17.5152 | 31.0361 | 5.831 | 4.2537 | 16.7072 | 31.0977 | 5.9933 | 4.372 | 16.1408 | 31.07 | 5.9277 | 4.3242 | 15.8437 | 30.1979 | 9.0496 | 6.6016 | 18.46 | 30.1788 | 9.1236 | 6.6556 | 18.29 | 30.2256 | 9.1071 | 6.6435 | 18.1858 | 30.27 | 8.9679 | 6.542 | 18.1294 | 30.3043 | 8.9858 | 6.555 | 18.1348 | 30.3377 | 8.8642 | 6.4663 | 17.9535 | 30.3795 | 8.7229 | 6.3632 | 17.8388 | 30.4272 | 8.7333 | 6.3708 | 17.9455 | 30.4973 | 8.6873 | 6.3373 | 17.7596 | 30.6499 | 8.6146 | 6.2842 | 17.4815 | 30.8841 | 9.2501 | 6.7478 | 16.672 | 30.9828 | 8.8702 | 6.4707 | 15.9638 | 30.9945 | 8.8542 | 6.459 | 15.6094 | 30.916 | 8.8781 | 6.4765 | 16.0752
HEATON MOOR | VERNON PARK | BREDBURY | 387623 | 391345 | primary | best view | 30.4264 | 10.3385 | 7.5418 | 15.7825 | 30.4201 | 10.2969 | 7.5114 | 15.6499 | 30.4636 | 10.1388 | 7.3961 | 15.1923 | 30.5388 | 9.9534 | 7.2609 | 14.8734 | 30.6324 | 9.7459 | 7.1095 | 14.5471 | 30.7347 | 9.6053 | 7.0069 | 14.1375 | 30.8452 | 9.4472 | 6.8916 | 13.5419 | 30.9705 | 9.3422 | 6.815 | 13.1886 | 31.1143 | 9.216 | 6.723 | 12.8156 | 31.2823 | 9.0524 | 6.6036 | 12.2205 | 32.087 | 8.3885 | 6.1193 | 10.1991 | 32.8854 | 7.9224 | 5.7793 | 9.1778 | 33.4462 | 7.4452 | 5.4312 | 8.7272 | 33.8982 | 7.3946 | 5.3942 | 8.7173 | 30.4262 | 10.3385 | 7.5418 | 15.7825 | 30.4351 | 10.3259 | 7.5326 | 15.7526 | 30.4824 | 10.191 | 7.4342 | 15.3701 | 30.5439 | 10.0719 | 7.3473 | 15.2077 | 30.6168 | 9.9546 | 7.2618 | 15.0676 | 30.7052 | 9.7817 | 7.1356 | 14.8165 | 30.8116 | 9.6676 | 7.0524 | 14.3281 | 30.9338 | 9.5822 | 6.9901 | 14.0549 | 31.0723 | 9.4956 | 6.9269 | 13.7676 | 31.2307 | 9.3961 | 6.8543 | 13.2938 | 31.6863 | 9.1158 | 6.6499 | 11.9897 | 32.1157 | 8.8734 | 6.473 | 11.1055 | 32.4439 | 8.685 | 6.3356 | 10.5507 | 32.6995 | 8.4282 | 6.1483 | 10.3005 | 30.4264 | 10.3385 | 7.5418 | 15.7825 | 30.4196 | 10.2971 | 7.5116 | 15.6502 | 30.4656 | 10.1391 | 7.3963 | 15.1909 | 30.5407 | 9.9546 | 7.2617 | 14.8722 | 30.6339 | 9.746 | 7.1096 | 14.5461 | 30.7368 | 9.6028 | 7.0051 | 14.1357 | 30.8489 | 9.4451 | 6.8901 | 13.539 | 30.974 | 9.3433 | 6.8158 | 13.1861 | 31.1106 | 9.2175 | 6.724 | 12.8194 | 31.2635 | 9.0642 | 6.6122 | 12.2827 | 31.9754 | 8.4395 | 6.1565 | 10.4698 | 32.5764 | 8.0026 | 5.8378 | 9.6196 | 32.9966 | 7.5545 | 5.5109 | 9.3795 | 33.2959 | 7.5384 | 5.4991 | 9.4691 | 30.4272 | 10.3385 | 7.5418 | 15.7825 | 30.4188 | 10.1489 | 7.4035 | 15.6482 | 30.472 | 9.8857 | 7.2115 | 15.2088 | 30.5648 | 9.6877 | 7.067 | 14.9114 | 30.6866 | 9.4674 | 6.9064 | 14.6243 | 30.8382 | 9.2371 | 6.7383 | 14.2688 | 31.0176 | 9.0502 | 6.602 | 13.7094 | 31.2285 | 8.9047 | 6.4959 | 13.3939 | 31.4619 | 8.7678 | 6.396 | 13.1133 | 31.7405 | 8.6023 | 6.2753 | 12.6725 | 33.1511 | 7.6165 | 5.5561 | 9.9819 | 34.589 | 6.2628 | 4.5686 | 4.8988 | 31.6036 | 5.1264 | 3.7397 | 0.94794 | 26.8319 | 4.3524 | 3.175 | -1.453 | 30.4272 | 10.3385 | 7.5418 | 15.7825 | 30.4044 | 10.3091 | 7.5204 | 15.6931 | 30.4833 | 10.1054 | 7.3717 | 15.1061 | 30.5775 | 9.8823 | 7.209 | 14.8062 | 30.6959 | 9.7766 | 7.1319 | 14.5477 | 30.8445 | 9.5818 | 6.9898 | 14.2131 | 31.037 | 9.3697 | 6.8351 | 13.6903 | 31.2627 | 9.2412 | 6.7413 | 13.4294 | 31.5398 | 9.0835 | 6.6263 | 13.0608 | 31.969 | 8.7474 | 6.3811 | 11.7936 | 33.4454 | 7.1503 | 5.216 | 6.0003 | 34.4926 | 5.8472 | 4.2654 | 1.4768 | 31.8063 | 5.1593 | 3.7636 | -1.1638 | 31.6689 | 5.137 | 3.7474 | -0.29469
HEATON NORRIS | VERNON PARK | BREDBURY | 388860 | 391967 | primary | best view | 27.1746 | 11.4355 | 8.342 | 11.0076 | 27.1908 | 11.4468 | 8.3503 | 11.0092 | 27.2757 | 10.4149 | 7.5976 | 10.6077 | 27.3915 | 9.305 | 6.7879 | 10.3109 | 27.5166 | 8.198 | 5.9803 | 10.0096 | 27.6465 | 7.1281 | 5.1999 | 9.6828 | 27.781 | 6.0449 | 4.4097 | 9.086 | 30.5521 | 5.5578 | 4.0544 | 6.1446 | 30.6251 | 5.4864 | 4.0023 | 6.0381 | 30.7534 | 5.3411 | 3.8963 | 5.5156 | 26.8058 | 4.3482 | 3.1719 | -0.010372 | 33.5119 | 5.436 | 3.9655 | -0.99318 | 36.7412 | 8.6718 | 6.326 | -1.2848 | 36.6387 | 10.4392 | 7.6152 | -0.61233 | 27.1825 | 11.4355 | 8.342 | 11.0076 | 27.1811 | 11.4809 | 8.3751 | 11.1544 | 27.2289 | 10.4466 | 7.6207 | 10.8766 | 27.2656 | 9.4403 | 6.8866 | 10.7723 | 27.305 | 8.3675 | 6.104 | 10.6952 | 27.3604 | 7.3489 | 5.3609 | 10.5502 | 27.4365 | 6.3085 | 4.6019 | 10.0889 | 27.5286 | 6.2541 | 4.5623 | 9.8996 | 27.6371 | 6.2028 | 4.5249 | 9.7324 | 27.7407 | 6.0988 | 4.449 | 9.2605 | 28.1034 | 5.9813 | 4.3633 | 8.2592 | 28.4607 | 6.7394 | 4.9163 | 7.5545 | 28.7535 | 8.9864 | 6.5555 | 7.0102 | 28.9853 | 10.1028 | 7.3699 | 6.7908 | 27.1746 | 11.4355 | 8.342 | 11.0076 | 27.1907 | 11.4492 | 8.352 | 11.0093 | 27.2755 | 10.4182 | 7.6 | 10.6079 | 27.3911 | 9.3092 | 6.7909 | 10.3111 | 27.5162 | 8.2016 | 5.9829 | 10.0099 | 27.6467 | 7.1317 | 5.2025 | 9.6828 | 27.7825 | 6.0484 | 4.4122 | 9.085 | 30.5539 | 5.5619 | 4.0573 | 6.1434 | 30.627 | 5.4912 | 4.0057 | 6.0367 | 30.7442 | 5.3527 | 3.9047 | 5.558 | 27.0718 | 4.3913 | 3.2034 | 0.20202 | 33.8911 | 5.4975 | 4.0103 | -0.68815 | 36.5273 | 8.7397 | 6.3755 | -0.98034 | 36.351 | 10.508 | 7.6655 | -0.31485 | 27.1747 | 11.4355 | 8.342 | 11.0076 | 27.2084 | 11.242 | 8.2009 | 11.0177 | 27.3139 | 9.9914 | 7.2886 | 10.6397 | 27.4626 | 8.7504 | 6.3833 | 10.3313 | 27.6392 | 7.5411 | 5.5011 | 10.0938 | 27.8509 | 6.3102 | 4.6032 | 9.7838 | 28.1103 | 5.2069 | 3.7983 | 9.1808 | 28.9408 | 4.6945 | 3.4246 | 6.3025 | 28.3965 | 4.6062 | 3.3602 | 6.2407 | 27.4945 | 4.4599 | 3.2534 | 5.8093 | 19.5102 | 3.1647 | 2.3086 | -0.70605 | 22.211 | 3.6028 | 2.6282 | -4.6758 | 37.7777 | 6.1468 | 4.484 | -8.2173 | 37.4208 | 7.3269 | 5.3449 | -9.8769 | 27.1747 | 11.4355 | 8.342 | 11.0076 | 27.1867 | 11.4653 | 8.3638 | 11.0811 | 27.3132 | 11.2983 | 8.2419 | 10.6063 | 27.4677 | 11.0638 | 8.0709 | 10.3065 | 27.6595 | 10.9277 | 7.9716 | 10.084 | 27.8764 | 10.6971 | 7.8034 | 9.8212 | 28.1293 | 10.4765 | 7.6425 | 9.191 | 30.9688 | 9.9821 | 7.2818 | 6.4753 | 31.2097 | 9.8721 | 7.2015 | 6.3797 | 34.7513 | 9.114 | 6.6486 | 2.354 | 37.0775 | 7.5886 | 5.5358 | -4.0119 | 37.2938 | 6.6075 | 4.8201 | -7.6123 | 37.3611 | 8.3794 | 6.1127 | -9.8964 | 36.7407 | 8.4469 | 6.1619 | -8.5205
HELWITH BRIDGE | PADIHAM | PADIHAM | 381025 | 469428 | primary | best view | 12.2946 | 12.2946 | 12.2946 | 8.9087 | 12.2978 | 12.2978 | 12.2978 | 8.3532 | 12.3475 | 12.3475 | 12.3475 | 8.2564 | 12.402 | 12.402 | 12.402 | 8.1558 | 12.4624 | 12.4624 | 12.4624 | 8.0678 | 12.493 | 12.493 | 12.493 | 7.9932 | 12.5238 | 12.5238 | 12.5238 | 7.9116 | 12.5567 | 12.5567 | 12.5567 | 7.8256 | 12.5943 | 12.5943 | 12.5943 | 7.7316 | 12.6428 | 12.6428 | 12.6428 | 7.6018 | 12.8596 | 12.8596 | 12.8596 | 7.0875 | 13.0272 | 13.0272 | 13.0272 | 6.7989 | 13.1322 | 13.1322 | 13.1322 | 6.6821 | 13.192 | 13.192 | 13.192 | 6.7418 | 12.2944 | 12.2944 | 12.2944 | 8.9087 | 12.3015 | 12.3015 | 12.3015 | 8.6752 | 12.3402 | 12.3402 | 12.3402 | 8.6496 | 12.3752 | 12.3752 | 12.3752 | 8.628 | 12.4146 | 12.4146 | 12.4146 | 8.6214 | 12.4593 | 12.4593 | 12.4593 | 8.6162 | 12.4817 | 12.4817 | 12.4817 | 8.5872 | 12.5068 | 12.5068 | 12.5068 | 8.5413 | 12.5355 | 12.5355 | 12.5355 | 8.4808 | 12.5677 | 12.5677 | 12.5677 | 8.4075 | 12.6446 | 12.6446 | 12.6446 | 8.2062 | 12.7279 | 12.7279 | 12.7279 | 7.9827 | 12.7881 | 12.7881 | 12.7881 | 7.8201 | 12.826 | 12.826 | 12.826 | 7.7103 | 12.2946 | 12.2946 | 12.2946 | 8.9087 | 12.2977 | 12.2977 | 12.2977 | 8.3533 | 12.3475 | 12.3475 | 12.3475 | 8.2565 | 12.4019 | 12.4019 | 12.4019 | 8.1558 | 12.4624 | 12.4624 | 12.4624 | 8.0679 | 12.493 | 12.493 | 12.493 | 7.9932 | 12.5241 | 12.5241 | 12.5241 | 7.9114 | 12.557 | 12.557 | 12.557 | 7.8254 | 12.5947 | 12.5947 | 12.5947 | 7.7313 | 12.6397 | 12.6397 | 12.6397 | 7.6104 | 12.8375 | 12.8375 | 12.8375 | 7.1305 | 12.9828 | 12.9828 | 12.9828 | 6.8635 | 13.0783 | 13.0783 | 13.0783 | 6.7499 | 13.1257 | 13.1257 | 13.1257 | 6.8129 | 12.2952 | 12.2952 | 12.2952 | 8.9087 | 12.2989 | 12.2989 | 12.2989 | 8.348 | 12.3575 | 12.3575 | 12.3575 | 8.249 | 12.4264 | 12.4264 | 12.4264 | 8.1458 | 12.4867 | 12.4867 | 12.4867 | 8.0474 | 12.5355 | 12.5355 | 12.5355 | 7.9574 | 12.591 | 12.591 | 12.591 | 7.8519 | 12.6529 | 12.6529 | 12.6529 | 7.743 | 12.7221 | 12.7221 | 12.7221 | 7.6371 | 12.8029 | 12.8029 | 12.8029 | 7.5274 | 13.1157 | 13.1157 | 13.1157 | 7.0135 | 13.2982 | 13.2982 | 13.2982 | 6.4745 | 13.3647 | 13.3647 | 13.3647 | 6.1974 | 13.3826 | 13.3826 | 13.3826 | 6.057 | 12.2952 | 12.2952 | 12.2952 | 8.9087 | 12.2982 | 12.2982 | 12.2982 | 8.3509 | 12.396 | 12.396 | 12.396 | 8.2242 | 12.4616 | 12.4616 | 12.4616 | 8.1139 | 12.5033 | 12.5033 | 12.5033 | 8.0058 | 12.5523 | 12.5523 | 12.5523 | 7.9145 | 12.6069 | 12.6069 | 12.6069 | 7.8143 | 12.6669 | 12.6669 | 12.6669 | 7.7155 | 12.7331 | 12.7331 | 12.7331 | 7.6198 | 12.8109 | 12.8109 | 12.8109 | 7.4521 | 13.0926 | 13.0926 | 13.0926 | 6.7076 | 13.2044 | 13.2044 | 13.2044 | 6.2563 | 13.2163 | 13.2163 | 13.2163 | 6.111 | 13.1902 | 13.1902 | 13.1902 | 6.2748
HENSINGHAM | EGREMONT | HARKER / HUTTON | 298465 | 517239 | primary | best view | 26.1995 | 12.8876 | 9.2626 | 17.4538 | 26.16 | 12.8941 | 9.2672 | 17.5489 | 26.1923 | 12.8483 | 9.2343 | 17.4095 | 26.2475 | 12.7262 | 9.1465 | 17.1826 | 26.3064 | 12.6667 | 9.1038 | 17.0375 | 26.3723 | 12.5571 | 9.0251 | 16.7383 | 26.4439 | 12.4087 | 8.9184 | 16.4401 | 26.5265 | 12.1761 | 8.7512 | 16.1743 | 26.616 | 11.9667 | 8.6007 | 15.8958 | 26.7234 | 11.9933 | 8.6198 | 15.4809 | 27.1525 | 11.7774 | 8.4646 | 14.1424 | 27.465 | 12.0558 | 8.6648 | 13.5247 | 27.6305 | 15.392 | 11.0625 | 13.4789 | 27.7175 | 15.2754 | 10.9787 | 13.8453 | 26.1992 | 12.8876 | 9.2626 | 17.4538 | 26.1432 | 12.8981 | 9.2701 | 17.5592 | 26.1353 | 12.873 | 9.2521 | 17.4684 | 26.1453 | 12.827 | 9.219 | 17.3458 | 26.1373 | 12.7721 | 9.1796 | 17.3302 | 26.1372 | 12.7218 | 9.1434 | 17.1564 | 26.1532 | 12.6566 | 9.0965 | 16.9437 | 26.1833 | 12.6002 | 9.056 | 16.7569 | 26.2268 | 12.5421 | 9.0143 | 16.5501 | 26.2833 | 12.4807 | 8.9702 | 16.2694 | 26.3659 | 12.2828 | 8.8279 | 15.5707 | 26.4196 | 12.077 | 8.68 | 15.0028 | 26.4416 | 13.8196 | 9.9324 | 14.6878 | 26.4337 | 15.6699 | 11.2623 | 14.5628 | 26.1995 | 12.8876 | 9.2626 | 17.4538 | 26.1599 | 12.8941 | 9.2672 | 17.5489 | 26.1922 | 12.8483 | 9.2343 | 17.4095 | 26.2473 | 12.7253 | 9.1459 | 17.1826 | 26.3063 | 12.6673 | 9.1043 | 17.0376 | 26.3723 | 12.5563 | 9.0245 | 16.7383 | 26.4444 | 12.4295 | 8.9333 | 16.4398 | 26.5271 | 12.215 | 8.7792 | 16.174 | 26.6167 | 11.9448 | 8.585 | 15.8955 | 26.7144 | 11.9885 | 8.6163 | 15.5179 | 27.096 | 11.7899 | 8.4736 | 14.3023 | 27.3602 | 12.0644 | 8.671 | 13.7288 | 27.5044 | 15.4023 | 11.0699 | 13.6728 | 27.5682 | 15.2943 | 10.9923 | 14.0195 | 26.2001 | 12.8876 | 9.2626 | 17.4538 | 26.1567 | 12.8915 | 9.2654 | 17.5463 | 26.193 | 12.6321 | 9.0789 | 17.4116 | 26.2587 | 12.3504 | 8.8764 | 17.1893 | 26.3422 | 12.0793 | 8.6816 | 17.0668 | 26.4447 | 11.7895 | 8.4734 | 16.7933 | 26.5662 | 11.3355 | 8.1471 | 16.4747 | 26.7111 | 11.0496 | 7.9416 | 16.1909 | 26.8721 | 10.7884 | 7.7538 | 15.9454 | 27.0621 | 10.5184 | 7.5598 | 15.6443 | 27.7197 | 9.8166 | 7.0554 | 13.942 | 28.2475 | 9.2204 | 6.6269 | 10.3907 | 28.5003 | 11.9365 | 8.579 | 7.7658 | 28.5901 | 11.4357 | 8.219 | 6.0531 | 26.2001 | 12.8876 | 9.2626 | 17.4538 | 26.1404 | 12.9025 | 9.2733 | 17.5997 | 26.1915 | 12.8422 | 9.23 | 17.4026 | 26.2583 | 12.7127 | 9.1369 | 17.1754 | 26.3405 | 12.641 | 9.0853 | 17.0233 | 26.4345 | 12.3513 | 8.8771 | 16.7584 | 26.5482 | 12.0893 | 8.6888 | 16.4858 | 26.6782 | 11.8785 | 8.5373 | 16.2618 | 26.827 | 11.8606 | 8.5244 | 15.9707 | 27.0249 | 11.9151 | 8.5636 | 15.0777 | 27.6869 | 14.7935 | 10.6324 | 11.0533 | 28.0509 | 13.8269 | 9.9377 | 7.9156 | 28.1093 | 13.2373 | 9.5139 | 6.2689 | 27.9613 | 13.2549 | 9.5266 | 7.0168
HEYROD | HARTSHEAD-HEYROD | STALYBRIDGE | 397310 | 399981 | primary | best view | 31.5745 | 8.9054 | 6.4964 | 14.1107 | 31.5527 | 8.8747 | 6.4739 | 14.1233 | 31.5804 | 8.7632 | 6.3926 | 13.9584 | 31.6419 | 8.58 | 6.259 | 13.6723 | 31.71 | 8.3651 | 6.1022 | 13.5215 | 31.785 | 8.2456 | 6.015 | 13.1942 | 31.8662 | 7.9768 | 5.819 | 12.9024 | 31.9591 | 8.0366 | 5.8626 | 12.6414 | 32.0606 | 8.0137 | 5.8459 | 12.3348 | 32.1796 | 7.9206 | 5.7779 | 11.8761 | 32.6995 | 7.4367 | 5.425 | 10.4235 | 33.1726 | 7.0168 | 5.1186 | 9.5395 | 33.5015 | 6.7638 | 4.9341 | 9.1935 | 33.7866 | 6.5614 | 4.7864 | 9.2138 | 31.5742 | 8.9054 | 6.4964 | 14.1107 | 31.5501 | 8.8887 | 6.4842 | 14.1229 | 31.5645 | 8.69 | 6.3393 | 14.0057 | 31.6032 | 8.4854 | 6.19 | 13.8298 | 31.642 | 8.1774 | 5.9653 | 13.8072 | 31.6924 | 8.1228 | 5.9255 | 13.5802 | 31.7631 | 7.9444 | 5.7953 | 13.3435 | 31.8531 | 7.857 | 5.7316 | 13.1179 | 31.9424 | 7.7441 | 5.6492 | 12.824 | 32.0214 | 7.5964 | 5.5415 | 12.4335 | 32.2063 | 7.5384 | 5.4991 | 11.5662 | 32.398 | 7.4184 | 5.4116 | 10.8461 | 32.5772 | 7.463 | 5.4442 | 10.3621 | 32.7256 | 7.5387 | 5.4994 | 10.0359 | 31.5745 | 8.9054 | 6.4964 | 14.1107 | 31.5525 | 8.8756 | 6.4746 | 14.1234 | 31.5801 | 8.7597 | 6.3901 | 13.9586 | 31.6414 | 8.5792 | 6.2584 | 13.6726 | 31.7094 | 8.3632 | 6.1009 | 13.5218 | 31.7852 | 8.2441 | 6.0139 | 13.1941 | 31.8682 | 7.9689 | 5.8132 | 12.9013 | 31.9614 | 8.0336 | 5.8604 | 12.6402 | 32.0632 | 8.0136 | 5.8458 | 12.3335 | 32.1741 | 7.9275 | 5.783 | 11.9041 | 32.6331 | 7.463 | 5.4441 | 10.5596 | 33.006 | 7.058 | 5.1487 | 9.7478 | 33.2831 | 6.8091 | 4.9672 | 9.4117 | 33.4789 | 6.612 | 4.8234 | 9.4525 | 31.575 | 8.9054 | 6.4964 | 14.1107 | 31.5465 | 8.8974 | 6.4905 | 14.1218 | 31.5753 | 8.7307 | 6.3689 | 13.9617 | 31.6472 | 8.5425 | 6.2316 | 13.6755 | 31.7363 | 8.4281 | 6.1481 | 13.5334 | 31.8475 | 8.2214 | 5.9974 | 13.1989 | 31.9796 | 7.9414 | 5.7931 | 12.8661 | 32.1363 | 7.82 | 5.7046 | 12.5574 | 32.3119 | 7.7379 | 5.6447 | 12.2507 | 32.5184 | 7.6191 | 5.558 | 11.8634 | 33.3786 | 6.7079 | 4.8933 | 9.8045 | 32.9993 | 5.3528 | 3.9048 | 5.297 | 26.4747 | 4.2945 | 3.1327 | 1.8236 | 21.5125 | 3.4895 | 2.5456 | -0.5748 | 31.575 | 8.9054 | 6.4964 | 14.1107 | 31.5266 | 8.8859 | 6.4822 | 14.1899 | 31.5644 | 8.7337 | 6.3711 | 13.9905 | 31.631 | 8.5122 | 6.2095 | 13.7246 | 31.7127 | 8.3617 | 6.0997 | 13.6004 | 31.8142 | 8.3761 | 6.1102 | 13.3083 | 31.9418 | 8.2945 | 6.0507 | 13.032 | 32.0914 | 8.188 | 5.973 | 12.7875 | 32.2661 | 8.0575 | 5.8778 | 12.438 | 32.4989 | 7.7756 | 5.6722 | 11.3274 | 33.4402 | 6.4469 | 4.7029 | 6.3523 | 32.2295 | 5.2279 | 3.8137 | 2.2936 | 27.9812 | 4.5388 | 3.311 | -0.012995 | 27.2414 | 4.4188 | 3.2235 | 0.62333
HEYSIDE | ROYTON | WHITEGATE | 393433 | 407129 | primary | best view | 23.5128 | 12.6081 | 9.1974 | 16.7053 | 23.5087 | 12.4443 | 9.0779 | 16.6736 | 23.5541 | 12.0405 | 8.7833 | 16.5763 | 23.6223 | 11.5999 | 8.4619 | 16.2874 | 23.6931 | 11.2253 | 8.1887 | 16.0703 | 23.7639 | 10.8231 | 7.8953 | 15.8066 | 23.8419 | 10.5331 | 7.6838 | 15.6245 | 23.9373 | 10.493 | 7.6545 | 15.3641 | 24.027 | 10.4226 | 7.6032 | 15.0313 | 24.1298 | 10.339 | 7.5422 | 14.7223 | 24.8916 | 10.0094 | 7.3018 | 13.1675 | 26.0247 | 10.1184 | 7.3812 | 12.0135 | 26.9794 | 10.8137 | 7.8884 | 11.4114 | 27.9954 | 10.8136 | 7.8884 | 10.9304 | 23.5126 | 12.6081 | 9.1974 | 16.7053 | 23.4946 | 12.456 | 9.0865 | 16.7265 | 23.5133 | 12.1384 | 8.8548 | 16.7342 | 23.5466 | 11.7888 | 8.5998 | 16.5986 | 23.5765 | 11.5231 | 8.4059 | 16.5557 | 23.6142 | 11.2718 | 8.2227 | 16.4414 | 23.6592 | 11.1313 | 8.1201 | 16.3584 | 23.7174 | 11.0921 | 8.0915 | 16.182 | 23.7911 | 11.0341 | 8.0492 | 15.9098 | 23.8797 | 10.9808 | 8.0103 | 15.688 | 24.299 | 10.8432 | 7.9099 | 14.9037 | 24.8443 | 10.9399 | 7.9805 | 14.1451 | 25.4873 | 11.5787 | 8.4465 | 13.5391 | 26.0872 | 11.9976 | 8.7521 | 13.0697 | 23.5128 | 12.6081 | 9.1974 | 16.7053 | 23.5079 | 12.4446 | 9.0782 | 16.6739 | 23.5532 | 12.0406 | 8.7835 | 16.5769 | 23.6208 | 11.5996 | 8.4618 | 16.2884 | 23.6909 | 11.2249 | 8.1884 | 16.0716 | 23.7652 | 10.823 | 7.8952 | 15.8061 | 23.8512 | 10.5323 | 7.6832 | 15.6198 | 23.9481 | 10.4908 | 7.6529 | 15.3586 | 24.0375 | 10.4202 | 7.6014 | 15.0256 | 24.1343 | 10.3397 | 7.5427 | 14.7441 | 24.7535 | 10.0452 | 7.3278 | 13.367 | 25.4394 | 10.2088 | 7.4472 | 12.5109 | 26.1633 | 10.9227 | 7.9679 | 12.036 | 26.8109 | 10.9714 | 8.0035 | 11.8401 | 23.5133 | 12.6081 | 9.1974 | 16.7053 | 23.5002 | 12.5165 | 9.1306 | 16.681 | 23.5477 | 12.1738 | 8.8806 | 16.6012 | 23.627 | 11.7404 | 8.5645 | 16.3341 | 23.7186 | 11.3643 | 8.2901 | 16.1478 | 23.8438 | 11.0942 | 8.093 | 15.9041 | 23.9905 | 10.7926 | 7.873 | 15.7296 | 24.1604 | 10.6857 | 7.795 | 15.4769 | 24.3569 | 10.5705 | 7.711 | 15.1726 | 24.5878 | 10.4643 | 7.6335 | 14.8788 | 26.2576 | 9.718 | 7.0892 | 12.568 | 28.185 | 8.7705 | 6.398 | 8.4406 | 29.3748 | 8.1071 | 5.914 | 5.3426 | 29.9238 | 7.5568 | 5.5126 | 3.3991 | 23.5133 | 12.6081 | 9.1974 | 16.7053 | 23.4972 | 12.46 | 9.0894 | 16.7183 | 23.5691 | 12.0613 | 8.7986 | 16.5792 | 23.6599 | 11.6518 | 8.4999 | 16.3134 | 23.7627 | 11.2144 | 8.1808 | 16.1375 | 23.9164 | 10.7713 | 7.8575 | 15.9111 | 24.1168 | 10.5034 | 7.6621 | 15.7442 | 24.3567 | 10.4289 | 7.6077 | 15.4432 | 24.6445 | 10.35 | 7.5502 | 15.0365 | 24.9989 | 10.1824 | 7.4279 | 14.1409 | 26.9624 | 10.7272 | 7.8253 | 9.6029 | 28.6319 | 9.7751 | 7.1308 | 5.8741 | 29.3792 | 9.2482 | 6.7464 | 3.8288 | 29.5071 | 9.2246 | 6.7292 | 4.2304
HEYWOOD | CASTLETON | ROCHDALE | 385429 | 410369 | primary | best view | 19.455 | 8.8575 | 6.4614 | 8.0886 | 19.4633 | 8.5266 | 6.2201 | 8.016 | 19.583 | 7.1956 | 5.2491 | 5.5752 | 19.7315 | 5.2973 | 3.8643 | 0.4774 | 19.909 | 3.3755 | 2.4624 | -4.9293 | 4.0649 | 0.65937 | 0.481 | -14.9513 | -4.9565 | -0.80399 | -0.5865 | -17.7038 | -6.482 | -1.0514 | -0.76701 | -18.8547 | -6.7267 | -1.0911 | -0.79596 | -18.6754 | -7.8616 | -1.2752 | -0.93026 | -19.3519 | -9.4318 | -1.5299 | -1.1161 | -20.3947 | -3.4128 | -0.55359 | -0.40384 | -21.6255 | 11.8708 | 1.9256 | 1.4047 | -22.5637 | 15.9182 | 2.5821 | 1.8836 | -23.2418 | 19.4549 | 8.8575 | 6.4614 | 8.0886 | 19.4541 | 8.567 | 6.2495 | 8.227 | 19.5332 | 7.3217 | 5.3411 | 6.449 | 19.6102 | 5.7782 | 4.2151 | 2.7764 | 19.699 | 4.1289 | 3.0119 | -1.1594 | 11.73 | 1.9027 | 1.388 | -8.5406 | 3.7477 | 0.60792 | 0.44347 | -10.5836 | 2.601 | 0.42192 | 0.30778 | -11.4231 | 2.644 | 0.42889 | 0.31287 | -11.2863 | 1.9424 | 0.31507 | 0.22984 | -11.8448 | 1.4707 | 0.23857 | 0.17403 | -12.2806 | 6.5019 | 1.0547 | 0.76937 | -12.913 | 16.5127 | 2.6785 | 1.9539 | -13.5833 | 19.3385 | 3.1369 | 2.2883 | -14.0516 | 19.455 | 8.8575 | 6.4614 | 8.0886 | 19.4628 | 8.5229 | 6.2173 | 8.0165 | 19.5819 | 7.1946 | 5.2483 | 5.5762 | 19.7299 | 5.3017 | 3.8675 | 0.47892 | 19.9069 | 3.3751 | 2.4621 | -4.9273 | 4.0465 | 0.65639 | 0.47882 | -14.9519 | -4.9623 | -0.80493 | -0.58719 | -17.7102 | -6.4868 | -1.0522 | -0.76759 | -18.8622 | -6.7326 | -1.0921 | -0.79667 | -18.6838 | -7.8575 | -1.2746 | -0.92978 | -19.3434 | -9.2599 | -1.5021 | -1.0957 | -20.243 | -2.946 | -0.47787 | -0.3486 | -21.1513 | 12.6024 | 2.0442 | 1.4912 | -21.9394 | 17.0005 | 2.7577 | 2.0117 | -22.3346 | 19.4553 | 8.8575 | 6.4614 | 8.0886 | 19.4591 | 7.9436 | 5.7948 | 8.0204 | 19.5848 | 6.4225 | 4.6851 | 5.5891 | 19.7513 | 4.4424 | 3.2407 | 0.49145 | 14.8737 | 2.4127 | 1.76 | -4.9163 | -2.4825 | -0.40268 | -0.29375 | -14.9639 | -11.6758 | -1.8939 | -1.3816 | -17.7748 | -13.4861 | -2.1876 | -1.5958 | -18.9966 | -14.0782 | -2.2836 | -1.6659 | -18.8769 | -15.4404 | -2.5046 | -1.8271 | -19.5922 | -19.4123 | -3.1489 | -2.2971 | -21.6906 | -17.8609 | -2.8972 | -2.1135 | -26.0575 | -7.7332 | -1.2544 | -0.91507 | -29.5359 | -5.6342 | -0.91392 | -0.66669 | -31.5767 | 19.4553 | 8.8575 | 6.4614 | 8.0886 | 19.4494 | 8.5743 | 6.2548 | 8.0519 | 19.6402 | 8.0442 | 5.8681 | 5.5807 | 19.8294 | 6.8969 | 5.0312 | 0.48346 | 20.0471 | 5.7251 | 4.1764 | -4.9213 | 20.3 | 3.8181 | 2.7852 | -14.966 | 19.5591 | 3.1727 | 2.3144 | -17.7829 | 17.8179 | 2.8902 | 2.1084 | -19.0161 | 17.3524 | 2.8147 | 2.0533 | -19.0044 | 15.327 | 2.4862 | 1.8136 | -20.3624 | 7.5827 | 1.23 | 0.89726 | -24.8054 | 0.81291 | 0.13186 | 0.096191 | -28.7756 | 1.197 | 0.19417 | 0.14164 | -31.1166 | 0.91191 | 0.14792 | 0.10791 | -30.682
HIGHER MILL | MOSS NOOK | SOUTH MANCHESTER | 385731 | 388090 | primary | best view | 31.2976 | 13.2615 | 9.6741 | 14.7224 | 31.2727 | 13.2507 | 9.6662 | 14.7606 | 31.3028 | 13.1671 | 9.6052 | 14.488 | 31.3798 | 12.9912 | 9.4769 | 14.165 | 31.4719 | 12.7986 | 9.3364 | 13.717 | 31.5757 | 12.3507 | 9.0097 | 13.2524 | 31.6893 | 12.2113 | 8.908 | 12.7443 | 31.818 | 12.1982 | 8.8984 | 12.2793 | 31.9667 | 12.0015 | 8.755 | 10.9461 | 32.1398 | 11.8626 | 8.6536 | 10.2172 | 32.9097 | 11.2529 | 8.2089 | 7.9965 | 33.5845 | 10.8636 | 7.9248 | 6.8481 | 34.0374 | 10.6807 | 7.7914 | 6.5367 | 34.3518 | 10.4931 | 7.6546 | 6.5111 | 31.2969 | 13.2615 | 9.6741 | 14.7224 | 31.2848 | 13.264 | 9.6759 | 14.7279 | 31.3143 | 13.1567 | 9.5976 | 14.4864 | 31.3756 | 13.2101 | 9.6366 | 14.3028 | 31.4453 | 13.1141 | 9.5666 | 14.0338 | 31.5308 | 12.968 | 9.46 | 13.7023 | 31.6363 | 12.8642 | 9.3843 | 13.2821 | 31.7598 | 12.7764 | 9.3202 | 12.9139 | 31.9017 | 12.6077 | 9.1971 | 12.0659 | 32.0678 | 12.477 | 9.1018 | 11.5382 | 32.5143 | 12.0959 | 8.8238 | 10.0102 | 32.901 | 11.7302 | 8.557 | 9.0028 | 33.1715 | 11.6308 | 8.4845 | 8.4497 | 33.3739 | 11.6656 | 8.5099 | 8.1019 | 31.2976 | 13.2615 | 9.6741 | 14.7224 | 31.2723 | 13.2688 | 9.6794 | 14.7609 | 31.3062 | 13.1917 | 9.6232 | 14.4863 | 31.3831 | 13.1524 | 9.5945 | 14.1629 | 31.474 | 12.9518 | 9.4482 | 13.7151 | 31.578 | 12.637 | 9.2185 | 13.2504 | 31.6922 | 12.4184 | 9.0591 | 12.742 | 31.8204 | 12.1743 | 8.881 | 12.2775 | 31.9603 | 11.9861 | 8.7437 | 10.9518 | 32.1173 | 11.9074 | 8.6863 | 10.2825 | 32.8136 | 11.3171 | 8.2557 | 8.2664 | 33.357 | 11.0525 | 8.0626 | 7.265 | 33.7119 | 10.8832 | 7.9391 | 7.0256 | 33.9367 | 10.7418 | 7.836 | 7.1818 | 31.2981 | 13.2615 | 9.6741 | 14.7224 | 31.269 | 13.2126 | 9.6384 | 14.7561 | 31.3073 | 13.1538 | 9.5955 | 14.4995 | 31.3944 | 12.9539 | 9.4497 | 14.2044 | 31.5066 | 12.7162 | 9.2763 | 13.8079 | 31.6472 | 12.4638 | 9.0922 | 13.3949 | 31.8091 | 12.306 | 8.9771 | 12.9296 | 31.9948 | 12.1471 | 8.8611 | 12.5145 | 32.2011 | 11.8419 | 8.6385 | 11.2865 | 32.4484 | 11.6317 | 8.4851 | 10.7412 | 33.5484 | 10.5712 | 7.7115 | 7.9475 | 34.8081 | 9.1482 | 6.6735 | 2.5346 | 35.6376 | 8.0943 | 5.9046 | -1.6565 | 36.0316 | 7.3406 | 5.3549 | -4.4647 | 31.2981 | 13.2615 | 9.6741 | 14.7224 | 31.2483 | 13.286 | 9.692 | 14.823 | 31.3068 | 13.1947 | 9.6253 | 14.4388 | 31.3819 | 12.7943 | 9.3333 | 14.1212 | 31.4819 | 12.7163 | 9.2764 | 13.7587 | 31.6088 | 12.5899 | 9.1841 | 13.4106 | 31.7667 | 12.3852 | 9.0348 | 12.9973 | 31.9498 | 12.2601 | 8.9436 | 12.6482 | 32.1655 | 11.9787 | 8.7383 | 11.3343 | 32.4902 | 11.665 | 8.5095 | 9.9373 | 33.7153 | 10.2303 | 7.4629 | 3.9287 | 34.6743 | 8.9391 | 6.521 | -0.9013 | 35.1617 | 8.3241 | 6.0723 | -3.7004 | 35.2385 | 8.2169 | 5.9941 | -3.0485
HIGHER WALTON | LEYLAND | PENWORTHAM WEST / STANAH | 358020 | 427270 | primary | best view | 32.5067 | 6.8592 | 4.9299 | 12.0216 | 32.5238 | 6.5298 | 4.6931 | 10.5633 | 32.6785 | 6.2552 | 4.4958 | 10.1596 | 32.8554 | 6.0149 | 4.323 | 9.6205 | 33.0191 | 5.7237 | 4.1137 | 9.2569 | 32.5958 | 5.3666 | 3.8571 | 8.6422 | 30.3217 | 4.9922 | 3.588 | 8.0671 | 28.9795 | 4.7713 | 3.4292 | 7.4292 | 27.4887 | 4.5258 | 3.2528 | 6.8185 | 26.0783 | 4.2936 | 3.0859 | 5.9942 | 17.7951 | 2.9298 | 2.1057 | 1.1447 | 14.4047 | 2.3716 | 1.7045 | -0.84331 | 22.9359 | 3.7762 | 2.714 | -1.6352 | 29.4356 | 4.8463 | 3.4832 | -3.0732 | 32.5058 | 6.8592 | 4.9299 | 12.0216 | 32.4726 | 6.7245 | 4.833 | 11.4678 | 32.5325 | 6.6111 | 4.7515 | 11.3231 | 32.576 | 6.5143 | 4.6819 | 11.1228 | 32.6032 | 6.5349 | 4.6967 | 11.1699 | 32.6395 | 6.4236 | 4.6168 | 10.9207 | 32.7101 | 6.2566 | 4.4968 | 10.6218 | 32.806 | 6.1639 | 4.4301 | 10.2341 | 32.9268 | 6.0506 | 4.3487 | 9.8092 | 33.0693 | 5.9339 | 4.2648 | 9.2951 | 33.316 | 5.4852 | 3.9423 | 7.5632 | 31.4454 | 5.1772 | 3.721 | 6.1962 | 36.0437 | 5.9726 | 4.2927 | 5.2588 | 36.9934 | 6.7404 | 4.8444 | 3.9866 | 32.5067 | 6.8592 | 4.9299 | 12.0216 | 32.5228 | 6.5385 | 4.6994 | 10.5641 | 32.679 | 6.232 | 4.479 | 10.161 | 32.8539 | 6.0138 | 4.3222 | 9.6227 | 33.0164 | 5.7235 | 4.1136 | 9.2586 | 32.5874 | 5.3653 | 3.8561 | 8.6408 | 30.291 | 4.9872 | 3.5844 | 8.0588 | 28.9894 | 4.7729 | 3.4304 | 7.4197 | 27.4518 | 4.5197 | 3.2484 | 6.8103 | 26.0759 | 4.2932 | 3.0856 | 6.0546 | 18.192 | 2.9952 | 2.1527 | 1.537 | 15.3796 | 2.5321 | 1.8199 | 0.0052881 | 24.1341 | 3.9735 | 2.8558 | -0.60352 | 31.0235 | 5.1078 | 3.6711 | -1.7173 | 32.5091 | 6.8592 | 4.9299 | 12.0216 | 32.5304 | 6.5382 | 4.6991 | 10.5484 | 32.7142 | 6.1398 | 4.4128 | 10.145 | 32.9206 | 5.7199 | 4.111 | 9.6061 | 32.0967 | 5.2845 | 3.7981 | 9.3102 | 29.8355 | 4.9122 | 3.5305 | 8.7859 | 26.9662 | 4.4398 | 3.191 | 8.2157 | 26.1491 | 4.3052 | 3.0943 | 7.5853 | 24.6873 | 4.0646 | 2.9213 | 7.0296 | 23.3766 | 3.8488 | 2.7662 | 6.3849 | 14.4705 | 2.3825 | 1.7123 | 0.75291 | 3.7068 | 0.61029 | 0.43863 | -7.2271 | 6.2 | 1.0208 | 0.73366 | -10.8513 | 9.7149 | 1.5995 | 1.1496 | -14.3968 | 32.5091 | 6.8592 | 4.9299 | 12.0216 | 32.532 | 6.5375 | 4.6986 | 10.5719 | 32.7822 | 6.1998 | 4.4559 | 10.0493 | 33.032 | 5.6682 | 4.0738 | 9.4773 | 30.9982 | 5.1036 | 3.6681 | 9.1052 | 26.8016 | 4.4127 | 3.1715 | 8.5362 | 26.7626 | 4.4063 | 3.1669 | 7.9786 | 26.0317 | 4.2859 | 3.0804 | 7.3826 | 25.2167 | 4.1517 | 2.9839 | 6.796 | 21.2371 | 3.4965 | 2.513 | 3.3577 | 9.3554 | 1.5403 | 1.107 | -5.2939 | 3.1536 | 0.51922 | 0.37318 | -9.5584 | 15.9571 | 2.6272 | 1.8882 | -12.2625 | 14.5414 | 2.3941 | 1.7207 | -12.7521
HILL TOP T11 & T12 | KEARSLEY LOCAL | KEARSLEY | 373466 | 403748 | primary | best view | 21.259 | 3.5001 | 2.5156 | 10.0799 | 20.4559 | 3.3679 | 2.4206 | 9.342 | 19.3624 | 3.1879 | 2.2912 | 8.7853 | 17.8073 | 2.9318 | 2.1072 | 8.1991 | 15.933 | 2.6232 | 1.8854 | 7.5266 | 14.2069 | 2.3391 | 1.6811 | 6.7601 | 12.2676 | 2.0198 | 1.4517 | 6.0133 | 10.9174 | 1.7975 | 1.2919 | 5.2262 | 9.3618 | 1.5413 | 1.1078 | 4.4301 | 7.6384 | 1.2576 | 0.90386 | 3.5023 | 1.5137 | 0.24922 | 0.17912 | -0.1711 | 2.6844 | 0.44197 | 0.31765 | -2.3745 | 2.6844 | 0.44197 | 0.31765 | -3.0712 | 2.6844 | 0.44197 | 0.31765 | -3.3639 | 21.259 | 3.5001 | 2.5156 | 10.0799 | 20.8749 | 3.4369 | 2.4702 | 9.6915 | 19.7519 | 3.252 | 2.3373 | 9.2543 | 18.5946 | 3.0615 | 2.2003 | 8.8696 | 17.4406 | 2.8715 | 2.0638 | 8.4526 | 16.1284 | 2.6554 | 1.9085 | 7.8876 | 14.7 | 2.4202 | 1.7395 | 7.277 | 13.9748 | 2.3009 | 1.6537 | 6.6192 | 13.1605 | 2.1668 | 1.5573 | 5.9285 | 12.2554 | 2.0178 | 1.4502 | 5.1973 | 9.4306 | 1.5527 | 1.1159 | 2.5342 | 6.8308 | 1.1246 | 0.8083 | 0.59321 | 4.5783 | 0.75378 | 0.54176 | -0.52648 | 2.1862 | 0.35993 | 0.25869 | -1.422 | 21.259 | 3.5001 | 2.5156 | 10.0799 | 20.4622 | 3.3689 | 2.4213 | 9.3423 | 19.3748 | 3.1899 | 2.2927 | 8.7851 | 17.8325 | 2.936 | 2.1102 | 8.1991 | 15.9536 | 2.6266 | 1.8878 | 7.5269 | 14.2077 | 2.3392 | 1.6812 | 6.7592 | 12.2877 | 2.0231 | 1.454 | 6.0096 | 10.935 | 1.8004 | 1.294 | 5.2222 | 9.3808 | 1.5445 | 1.11 | 4.428 | 7.7353 | 1.2736 | 0.91533 | 3.577 | 1.9806 | 0.32609 | 0.23437 | 0.22658 | 0.11501 | 0.018936 | 0.013609 | -1.7176 | 2.6844 | 0.44197 | 0.31765 | -2.3395 | 2.6844 | 0.44197 | 0.31765 | -2.5258 | 21.259 | 3.5001 | 2.5156 | 10.0799 | 20.115 | 3.3118 | 2.3802 | 9.3441 | 18.76 | 3.0887 | 2.2199 | 8.8042 | 17.237 | 2.8379 | 2.0397 | 8.2183 | 15.5726 | 2.5639 | 1.8427 | 7.6202 | 13.6981 | 2.2553 | 1.6209 | 6.9281 | 11.8099 | 1.9444 | 1.3975 | 6.2422 | 10.3714 | 1.7076 | 1.2273 | 5.5283 | 8.9461 | 1.4729 | 1.0586 | 4.8782 | 7.5056 | 1.2357 | 0.88815 | 4.2005 | 2.6844 | 0.44197 | 0.31765 | -0.09488 | 2.6844 | 0.44197 | 0.31765 | -7.4265 | 2.6844 | 0.44197 | 0.31765 | -12.8595 | 2.6844 | 0.44197 | 0.31765 | -16.5895 | 21.259 | 3.5001 | 2.5156 | 10.0799 | 20.5854 | 3.3892 | 2.4359 | 9.426 | 18.9842 | 3.1256 | 2.2464 | 8.68 | 16.6439 | 2.7403 | 1.9695 | 8.082 | 14.0537 | 2.3138 | 1.663 | 7.5281 | 12.0015 | 1.976 | 1.4202 | 6.918 | 10.0469 | 1.6541 | 1.1889 | 6.3017 | 9.3298 | 1.5361 | 1.104 | 5.6768 | 8.4048 | 1.3838 | 0.99456 | 4.9165 | 6.2645 | 1.0314 | 0.74129 | 3.1922 | 2.6844 | 0.44197 | 0.31765 | -5.1038 | 2.6844 | 0.44197 | 0.31765 | -11.6813 | 2.6844 | 0.44197 | 0.31765 | -15.3019 | 2.6844 | 0.44197 | 0.31765 | -14.6972
HILL TOP T13 | KEARSLEY LOCAL | KEARSLEY | 373476 | 403758 | primary | best view | 6.1107 | 6.1107 | 6.1107 | 3.0368 | 6.1176 | 6.1176 | 6.1176 | 2.5272 | 6.1598 | 6.1598 | 6.1598 | 2.2772 | 6.21 | 6.21 | 6.21 | 2.0665 | 6.2731 | 6.2731 | 6.2731 | 1.875 | 6.3294 | 6.3294 | 6.3294 | 1.6181 | 6.3839 | 6.3839 | 6.3839 | 1.3714 | 6.4465 | 6.4465 | 6.4465 | 1.1365 | 6.514 | 6.514 | 6.514 | 0.88312 | 6.5917 | 6.5917 | 6.5917 | 0.57961 | 6.9854 | 6.9854 | 6.9854 | -0.65829 | 7.4155 | 7.4155 | 7.4155 | -1.4652 | 7.7239 | 7.7239 | 7.7239 | -1.805 | 8.0385 | 8.0385 | 8.0385 | -1.9974 | 6.1102 | 6.1102 | 6.1102 | 3.0368 | 6.1161 | 6.1161 | 6.1161 | 2.7808 | 6.1442 | 6.1442 | 6.1442 | 2.5958 | 6.1714 | 6.1714 | 6.1714 | 2.4644 | 6.2049 | 6.2049 | 6.2049 | 2.3644 | 6.2388 | 6.2388 | 6.2388 | 2.1837 | 6.2828 | 6.2828 | 6.2828 | 1.9875 | 6.3351 | 6.3351 | 6.3351 | 1.7951 | 6.3954 | 6.3954 | 6.3954 | 1.5732 | 6.4624 | 6.4624 | 6.4624 | 1.3327 | 6.6903 | 6.6903 | 6.6903 | 0.44957 | 6.9207 | 6.9207 | 6.9207 | -0.22444 | 7.146 | 7.146 | 7.146 | -0.6345 | 7.339 | 7.339 | 7.339 | -0.97833 | 6.1107 | 6.1107 | 6.1107 | 3.0368 | 6.1175 | 6.1175 | 6.1175 | 2.5273 | 6.1595 | 6.1595 | 6.1595 | 2.2774 | 6.2095 | 6.2095 | 6.2095 | 2.0668 | 6.2724 | 6.2724 | 6.2724 | 1.8754 | 6.3296 | 6.3296 | 6.3296 | 1.618 | 6.3862 | 6.3862 | 6.3862 | 1.3702 | 6.4492 | 6.4492 | 6.4492 | 1.1351 | 6.5171 | 6.5171 | 6.5171 | 0.88151 | 6.5899 | 6.5899 | 6.5899 | 0.59976 | 6.9325 | 6.9325 | 6.9325 | -0.55338 | 7.2422 | 7.2422 | 7.2422 | -1.2856 | 7.5061 | 7.5061 | 7.5061 | -1.6073 | 7.722 | 7.722 | 7.722 | -1.7627 | 6.1113 | 6.1113 | 6.1113 | 3.0368 | 6.1179 | 6.1179 | 6.1179 | 2.5291 | 6.1671 | 6.1671 | 6.1671 | 2.2847 | 6.2342 | 6.2342 | 6.2342 | 2.0725 | 6.3027 | 6.3027 | 6.3027 | 1.9065 | 6.3783 | 6.3783 | 6.3783 | 1.6738 | 6.4674 | 6.4674 | 6.4674 | 1.4454 | 6.5727 | 6.5727 | 6.5727 | 1.23 | 6.691 | 6.691 | 6.691 | 1.0195 | 6.8271 | 6.8271 | 6.8271 | 0.79649 | 7.4908 | 7.4908 | 7.4908 | -0.88265 | 8.1914 | 8.1914 | 8.1914 | -4.1896 | 8.654 | 8.654 | 8.654 | -6.8555 | 8.905 | 8.905 | 8.905 | -8.7349 | 6.1113 | 6.1113 | 6.1113 | 3.0368 | 6.1106 | 6.1106 | 6.1106 | 2.5686 | 6.1791 | 6.1791 | 6.1791 | 2.2703 | 6.2427 | 6.2427 | 6.2427 | 2.0668 | 6.3002 | 6.3002 | 6.3002 | 1.9249 | 6.374 | 6.374 | 6.374 | 1.7268 | 6.4672 | 6.4672 | 6.4672 | 1.5293 | 6.5715 | 6.5715 | 6.5715 | 1.3485 | 6.6972 | 6.6972 | 6.6972 | 1.0611 | 6.8627 | 6.8627 | 6.8627 | 0.32628 | 7.6165 | 7.6165 | 7.6165 | -3.2844 | 8.2118 | 8.2118 | 8.2118 | -6.3069 | 8.4884 | 8.4884 | 8.4884 | -8.1261 | 8.5244 | 8.5244 | 8.5244 | -7.9603
HINDLEY GREEN | ATHERTON | KEARSLEY | 363389 | 403254 | primary | best view | 2.6844 | 0.44197 | 0.31765 | 2.6844 | 2.6844 | 0.44197 | 0.31765 | 2.6844 | 2.6844 | 0.44197 | 0.31765 | 2.6844 | 2.6844 | 0.44197 | 0.31765 | 2.6844 | 2.6844 | 0.44197 | 0.31765 | 2.6844 | 2.6844 | 0.44197 | 0.31765 | 2.6844 | 2.6844 | 0.44197 | 0.31765 | 2.6844 | 2.6844 | 0.44197 | 0.31765 | 2.6844 | 2.6844 | 0.44197 | 0.31765 | 2.6844 | 2.6844 | 0.44197 | 0.31765 | 2.6844 | 2.6844 | 0.44197 | 0.31765 | 2.6844 | 2.6844 | 0.44197 | 0.31765 | 2.6844 | 2.6844 | 0.44197 | 0.31765 | 2.6844 | 2.6844 | 0.44197 | 0.31765 | 2.6844 | 2.6844 | 0.44197 | 0.31765 | 2.6844 | 2.6844 | 0.44197 | 0.31765 | 2.6844 | 2.6844 | 0.44197 | 0.31765 | 2.6844 | 2.6844 | 0.44197 | 0.31765 | 2.6844 | 2.6844 | 0.44197 | 0.31765 | 2.6844 | 2.6844 | 0.44197 | 0.31765 | 2.6844 | 2.6844 | 0.44197 | 0.31765 | 2.6844 | 2.6844 | 0.44197 | 0.31765 | 2.6844 | 2.6844 | 0.44197 | 0.31765 | 2.6844 | 2.6844 | 0.44197 | 0.31765 | 2.6844 | 2.6844 | 0.44197 | 0.31765 | 2.6844 | 2.6844 | 0.44197 | 0.31765 | 2.6844 | 2.6844 | 0.44197 | 0.31765 | 2.6844 | 2.6844 | 0.44197 | 0.31765 | 2.6844 | 2.6844 | 0.44197 | 0.31765 | 2.6844 | 2.6844 | 0.44197 | 0.31765 | 2.6844 | 2.6844 | 0.44197 | 0.31765 | 2.6844 | 2.6844 | 0.44197 | 0.31765 | 2.6844 | 2.6844 | 0.44197 | 0.31765 | 2.6844 | 2.6844 | 0.44197 | 0.31765 | 2.6844 | 2.6844 | 0.44197 | 0.31765 | 2.6844 | 2.6844 | 0.44197 | 0.31765 | 2.6844 | 2.6844 | 0.44197 | 0.31765 | 2.6844 | 2.6844 | 0.44197 | 0.31765 | 2.6844 | 2.6844 | 0.44197 | 0.31765 | 2.6844 | 2.6844 | 0.44197 | 0.31765 | 2.6844 | 2.6844 | 0.44197 | 0.31765 | 2.6844 | 2.6844 | 0.44197 | 0.31765 | 2.6844 | 2.6844 | 0.44197 | 0.31765 | 2.6844 | 2.6844 | 0.44197 | 0.31765 | 2.6844 | 2.6844 | 0.44197 | 0.31765 | 2.6844 | 2.6844 | 0.44197 | 0.31765 | 2.6844 | 2.6844 | 0.44197 | 0.31765 | 2.6844 | 2.6844 | 0.44197 | 0.31765 | 2.6844 | 2.6844 | 0.44197 | 0.31765 | 2.6844 | 2.6844 | 0.44197 | 0.31765 | 2.6844 | 2.6844 | 0.44197 | 0.31765 | 2.6844 | 2.6844 | 0.44197 | 0.31765 | 2.6844 | 2.6844 | 0.44197 | 0.31765 | 2.6844 | 0.67571 | 0.25648 | 0.20957 | -4.3951 | 1.6795 | 0.44197 | 0.31765 | -12.4212 | 1.6795 | 0.44197 | 0.31765 | -17.479 | 2.6844 | 0.44197 | 0.31765 | 2.6844 | 2.6844 | 0.44197 | 0.31765 | 2.6844 | 2.6844 | 0.44197 | 0.31765 | 2.6844 | 2.6844 | 0.44197 | 0.31765 | 2.6844 | 2.6844 | 0.44197 | 0.31765 | 2.6844 | 2.6844 | 0.44197 | 0.31765 | 2.6844 | 2.6844 | 0.44197 | 0.31765 | 2.6844 | 2.6844 | 0.44197 | 0.31765 | 2.6844 | 2.6844 | 0.44197 | 0.31765 | 2.6844 | 2.6844 | 0.44197 | 0.31765 | 2.6844 | 2.6844 | 0.44197 | 0.31765 | -2.6172 | 1.6499 | 0.44197 | 0.31765 | -11.4645 | 1.6795 | 0.44197 | 0.31765 | -16.7133 | 1.6795 | 0.44197 | 0.31765 | -14.8781
HOLLINWOOD | CHADDERTON | WHITEGATE | 390287 | 402592 | primary | best view | 22.663 | 6.9296 | 5.0551 | 18.6505 | 4.9586 | 0.80434 | 0.58675 | 4.9586 | 3.3265 | 0.53959 | 0.39362 | 3.3265 | 1.3235 | 0.21468 | 0.1566 | 1.3235 | 2.6914 | 0.43658 | 0.31848 | 2.6914 | 2.6914 | 0.43658 | 0.31848 | 2.6914 | 2.6914 | 0.43658 | 0.31848 | 2.6914 | 2.6914 | 0.43658 | 0.31848 | 2.6914 | 2.6914 | 0.43658 | 0.31848 | 2.6914 | 2.6914 | 0.43658 | 0.31848 | 2.6914 | 2.6914 | 0.43658 | 0.31848 | 2.6914 | 6.709 | 1.0883 | 0.79388 | 6.709 | 24.4994 | 4.5415 | 3.313 | 14.9974 | 24.7345 | 5.3745 | 3.9206 | 15.008 | 22.6666 | 6.9296 | 5.0551 | 18.6505 | 5.4417 | 0.8827 | 0.64392 | 5.4417 | 4.2574 | 0.69059 | 0.50377 | 4.2574 | 3.0477 | 0.49437 | 0.36064 | 3.0477 | 1.8458 | 0.29941 | 0.21841 | 1.8458 | 0.19066 | 0.030927 | 0.022561 | 0.19066 | 2.6914 | 0.43658 | 0.31848 | 2.6914 | 2.6914 | 0.43658 | 0.31848 | 2.6914 | 2.6914 | 0.43658 | 0.31848 | 2.6914 | 2.6914 | 0.43658 | 0.31848 | 2.6914 | 2.6914 | 0.43658 | 0.31848 | 2.6914 | 6.4728 | 1.05 | 0.76593 | 6.4728 | 20.2879 | 3.2909 | 2.4007 | 16.5378 | 23.7099 | 3.8529 | 2.8106 | 16.4268 | 22.663 | 6.9296 | 5.0551 | 18.6505 | 4.9733 | 0.80671 | 0.58848 | 4.9733 | 3.3559 | 0.54435 | 0.3971 | 3.3559 | 1.3488 | 0.21878 | 0.1596 | 1.3488 | 2.6914 | 0.43658 | 0.31848 | 2.6914 | 2.6914 | 0.43658 | 0.31848 | 2.6914 | 2.6914 | 0.43658 | 0.31848 | 2.6914 | 2.6914 | 0.43658 | 0.31848 | 2.6914 | 2.6914 | 0.43658 | 0.31848 | 2.6914 | 2.6914 | 0.43658 | 0.31848 | 2.6914 | 2.6914 | 0.43658 | 0.31848 | 2.6914 | 7.0659 | 1.1462 | 0.83611 | 7.0659 | 24.3153 | 4.6053 | 3.3595 | 15.2399 | 24.4761 | 5.453 | 3.9779 | 15.3052 | 22.6628 | 6.9296 | 5.0551 | 18.6505 | 1.8328 | 0.29729 | 0.21687 | 1.8328 | 2.6914 | 0.43658 | 0.31848 | 2.6914 | 2.6914 | 0.43658 | 0.31848 | 2.6914 | 2.6914 | 0.43658 | 0.31848 | 2.6914 | 2.6914 | 0.43658 | 0.31848 | 2.6914 | 2.6914 | 0.43658 | 0.31848 | 2.6914 | 2.6914 | 0.43658 | 0.31848 | 2.6914 | 2.6914 | 0.43658 | 0.31848 | 2.6914 | 2.6914 | 0.43658 | 0.31848 | 2.6914 | 2.6914 | 0.43658 | 0.31848 | 2.6914 | 2.6914 | 0.43658 | 0.31848 | 2.6914 | 6.1909 | 1.0042 | 0.73257 | 6.1909 | 8.082 | 1.311 | 0.95634 | 8.082 | 22.6628 | 6.9296 | 5.0551 | 18.6505 | 5.3981 | 0.87563 | 0.63876 | 5.3981 | 3.7541 | 0.60895 | 0.44422 | 3.7541 | 1.3705 | 0.2223 | 0.16217 | 1.3705 | 2.6914 | 0.43658 | 0.31848 | 2.6914 | 2.6914 | 0.43658 | 0.31848 | 2.6914 | 2.6914 | 0.43658 | 0.31848 | 2.6914 | 2.6914 | 0.43658 | 0.31848 | 2.6914 | 2.6914 | 0.43658 | 0.31848 | 2.6914 | 2.6914 | 0.43658 | 0.31848 | 2.6914 | 24.4167 | 4.9501 | 3.611 | 13.5009 | 24.8913 | 4.0643 | 2.9648 | 11.012 | 23.2339 | 3.7688 | 2.7493 | 9.6145 | 23.2037 | 3.7639 | 2.7457 | 10.0799
HOLME RD | RIBBLE | PENWORTHAM EAST / ROCHDALE | 352311 | 429141 | primary | best view | 31.0214 | 8.1043 | 5.8247 | 12.7444 | 31.0061 | 8.0422 | 5.7801 | 12.7256 | 31.0902 | 7.9365 | 5.7041 | 12.4035 | 31.215 | 7.7131 | 5.5435 | 11.8252 | 31.3663 | 7.5718 | 5.442 | 11.4485 | 31.499 | 7.364 | 5.2927 | 10.8382 | 31.6369 | 7.166 | 5.1504 | 10.2234 | 31.7905 | 6.9818 | 5.0179 | 9.6532 | 31.9598 | 6.7222 | 4.8314 | 9.0464 | 32.1574 | 6.4669 | 4.6479 | 8.194 | 32.9774 | 5.7355 | 4.1222 | 5.2586 | 33.6076 | 5.9419 | 4.2706 | 3.8169 | 33.9957 | 6.6689 | 4.7931 | 3.42 | 34.2476 | 6.6197 | 4.7577 | 3.863 | 31.0204 | 8.1043 | 5.8247 | 12.7444 | 31.003 | 8.0148 | 5.7604 | 12.7142 | 31.0548 | 7.9428 | 5.7086 | 12.5039 | 31.124 | 7.7612 | 5.5781 | 12.1175 | 31.1983 | 7.6365 | 5.4885 | 12.0101 | 31.291 | 7.4454 | 5.3512 | 11.6093 | 31.4082 | 7.3219 | 5.2624 | 11.1462 | 31.5294 | 7.206 | 5.1791 | 10.7134 | 31.6521 | 7.0279 | 5.0511 | 10.2366 | 31.7917 | 6.8661 | 4.9348 | 9.6515 | 32.1531 | 6.3776 | 4.5837 | 7.8183 | 32.4653 | 6.6242 | 4.761 | 6.4169 | 32.6659 | 7.1326 | 5.1264 | 5.4674 | 32.7818 | 7.1212 | 5.1181 | 4.9803 | 31.0214 | 8.1043 | 5.8247 | 12.7444 | 31.006 | 8.0425 | 5.7803 | 12.7256 | 31.091 | 7.9373 | 5.7047 | 12.4033 | 31.2158 | 7.7148 | 5.5448 | 11.825 | 31.367 | 7.573 | 5.4429 | 11.4483 | 31.4995 | 7.3659 | 5.294 | 10.838 | 31.6379 | 7.1681 | 5.1519 | 10.2229 | 31.7914 | 6.9892 | 5.0233 | 9.6527 | 31.9589 | 6.7276 | 4.8353 | 9.0468 | 32.1405 | 6.4821 | 4.6588 | 8.2642 | 32.8847 | 5.7916 | 4.1626 | 5.5563 | 33.4345 | 6.0198 | 4.3266 | 4.2094 | 33.7766 | 6.7432 | 4.8464 | 3.78 | 33.9909 | 6.6877 | 4.8066 | 4.1809 | 31.0234 | 8.1043 | 5.8247 | 12.7444 | 31.005 | 8.0112 | 5.7578 | 12.7323 | 31.1099 | 7.9015 | 5.6789 | 12.4347 | 31.2745 | 7.7423 | 5.5646 | 11.8882 | 31.438 | 7.5836 | 5.4505 | 11.5914 | 31.6214 | 7.2838 | 5.235 | 11.055 | 31.8341 | 7.0174 | 5.0435 | 10.4606 | 32.0807 | 6.765 | 4.8621 | 9.9286 | 32.3553 | 6.4562 | 4.6402 | 9.4417 | 32.6783 | 6.1794 | 4.4412 | 8.8611 | 29.7222 | 4.8935 | 3.5171 | 5.3743 | 22.698 | 3.7371 | 2.6859 | -1.1213 | 20.3711 | 3.354 | 2.4106 | -6.177 | 15.8914 | 2.6164 | 1.8805 | -9.3598 | 31.0234 | 8.1043 | 5.8247 | 12.7444 | 30.982 | 8.0587 | 5.7919 | 12.814 | 31.1412 | 7.8611 | 5.6499 | 12.3355 | 31.2847 | 7.6163 | 5.474 | 11.7696 | 31.4314 | 7.1427 | 5.1336 | 11.4416 | 31.5974 | 7.0764 | 5.0859 | 10.9333 | 31.7961 | 6.8675 | 4.9358 | 10.4181 | 32.0185 | 6.7462 | 4.8486 | 9.9893 | 32.277 | 6.5453 | 4.7043 | 9.3763 | 32.6143 | 6.2243 | 4.4735 | 7.7534 | 33.8129 | 6.4331 | 4.6236 | 0.33305 | 29.0842 | 4.7885 | 3.4416 | -5.4227 | 23.4275 | 3.8572 | 2.7722 | -8.7254 | 23.2456 | 3.8272 | 2.7507 | -7.6783
HOLT ST | BURY | KEARSLEY | 378620 | 416362 | primary | best view | 23.8863 | 18.7634 | 13.4856 | 8.2679 | 23.8834 | 18.7119 | 13.4486 | 8.1221 | 23.9992 | 18.6104 | 13.3756 | 7.6892 | 24.114 | 18.4235 | 13.2413 | 7.1158 | 24.2528 | 18.2744 | 13.1342 | 6.613 | 24.4054 | 17.964 | 12.9111 | 5.9281 | 24.5715 | 17.8618 | 12.8376 | 5.3624 | 24.7664 | 17.6163 | 12.6612 | 4.7426 | 24.9456 | 17.4744 | 12.5592 | 4.1189 | 25.1539 | 17.1504 | 12.3263 | 3.2439 | 26.2347 | 16.1496 | 11.607 | 0.41401 | 27.3713 | 15.6267 | 11.2312 | -1.0623 | 28.2433 | 15.5975 | 11.2102 | -1.5431 | 29.1361 | 15.785 | 11.345 | -1.5711 | 23.8845 | 18.7634 | 13.4856 | 8.2679 | 23.8941 | 18.7294 | 13.4612 | 8.1719 | 23.989 | 18.7128 | 13.4492 | 7.9219 | 24.068 | 18.6605 | 13.4117 | 7.6119 | 24.1529 | 18.6335 | 13.3922 | 7.4113 | 24.2588 | 18.5563 | 13.3368 | 6.9721 | 24.3887 | 18.4859 | 13.2862 | 6.5824 | 24.5027 | 18.3837 | 13.2127 | 6.1364 | 24.6201 | 18.2741 | 13.1339 | 5.6608 | 24.7494 | 18.1463 | 13.0421 | 5.0901 | 25.3038 | 17.7302 | 12.743 | 3.3765 | 25.8885 | 17.0588 | 12.2605 | 2.2167 | 26.507 | 16.9213 | 12.1617 | 1.3742 | 27.0611 | 15.9184 | 11.4408 | 0.87714 | 23.8863 | 18.7634 | 13.4856 | 8.2679 | 23.8829 | 18.7094 | 13.4468 | 8.1224 | 23.998 | 18.6058 | 13.3723 | 7.6899 | 24.1123 | 18.4214 | 13.2398 | 7.1168 | 24.2506 | 18.248 | 13.1152 | 6.6143 | 24.406 | 18.0207 | 12.9518 | 5.9278 | 24.5785 | 17.7533 | 12.7597 | 5.3584 | 24.7745 | 17.6159 | 12.6609 | 4.738 | 24.9548 | 17.3151 | 12.4447 | 4.1136 | 25.1466 | 17.089 | 12.2822 | 3.3254 | 26.078 | 15.7221 | 11.2998 | 0.81994 | 26.8753 | 15.7255 | 11.3022 | -0.33579 | 27.5834 | 16.0062 | 11.504 | -0.73577 | 28.1809 | 16.1419 | 11.6015 | -0.552 | 23.8911 | 18.7634 | 13.4856 | 8.2679 | 23.8867 | 18.6626 | 13.4131 | 8.1263 | 24.0255 | 18.5364 | 13.3224 | 7.7287 | 24.1843 | 18.4534 | 13.2628 | 7.2049 | 24.391 | 18.364 | 13.1986 | 6.7831 | 24.6521 | 18.2053 | 13.0845 | 6.1803 | 24.8991 | 18.0875 | 12.9999 | 5.6821 | 25.1804 | 17.921 | 12.8802 | 5.1461 | 25.4999 | 17.7376 | 12.7484 | 4.6715 | 25.8792 | 17.4523 | 12.5433 | 4.1009 | 27.7757 | 16.5943 | 11.9266 | 0.50789 | 29.7089 | 15.7076 | 11.2894 | -5.7132 | 30.9355 | 15.1322 | 10.8758 | -10.3365 | 31.5552 | 14.5573 | 10.4626 | -13.1843 | 23.8911 | 18.7634 | 13.4856 | 8.2679 | 23.8787 | 18.7138 | 13.45 | 8.1814 | 24.0986 | 18.4579 | 13.266 | 7.4772 | 24.2744 | 18.1355 | 13.0344 | 6.9549 | 24.4878 | 17.7825 | 12.7807 | 6.5743 | 24.717 | 17.3573 | 12.475 | 6.0428 | 24.9756 | 16.6578 | 11.9723 | 5.6056 | 25.2827 | 16.3099 | 11.7222 | 5.1521 | 25.6458 | 16.5421 | 11.8892 | 4.55 | 26.1084 | 16.4032 | 11.7893 | 2.9639 | 28.1775 | 15.0733 | 10.8335 | -4.2257 | 29.7898 | 14.0576 | 10.1035 | -9.7268 | 30.4851 | 13.4726 | 9.683 | -12.7066 | 30.5508 | 13.4906 | 9.6959 | -11.532
HURST | HARTSHEAD-HEYROD | STALYBRIDGE | 394658 | 400360 | primary | best view | 23.6615 | 6.5408 | 4.7714 | 10.2154 | 23.6441 | 6.5016 | 4.7429 | 10.2021 | 23.6923 | 6.3388 | 4.6241 | 9.9126 | 23.7698 | 6.0594 | 4.4202 | 9.5243 | 23.8618 | 5.9269 | 4.3236 | 9.2941 | 23.9625 | 5.791 | 4.2244 | 8.844 | 24.0711 | 5.603 | 4.0873 | 8.4252 | 24.1941 | 5.6075 | 4.0906 | 8.0112 | 24.3283 | 5.5558 | 4.0529 | 7.5698 | 24.4859 | 5.4687 | 3.9893 | 6.9885 | 25.1194 | 5.0108 | 3.6553 | 5.1451 | 25.51 | 4.7328 | 3.4525 | 4.3433 | 25.7393 | 4.921 | 3.5898 | 4.3257 | 25.8948 | 5.1582 | 3.7628 | 4.6582 | 23.6611 | 6.5408 | 4.7714 | 10.2154 | 23.6275 | 6.5116 | 4.7501 | 10.2317 | 23.6402 | 6.3113 | 4.604 | 10.0355 | 23.665 | 6.0415 | 4.4072 | 9.827 | 23.6884 | 5.8539 | 4.2704 | 9.8189 | 23.7207 | 5.7923 | 4.2254 | 9.5775 | 23.7685 | 5.6362 | 4.1115 | 9.3232 | 23.8308 | 5.5439 | 4.0442 | 9.0507 | 23.9071 | 5.4398 | 3.9682 | 8.7314 | 23.9953 | 5.3177 | 3.8792 | 8.3469 | 24.2242 | 5.1866 | 3.7836 | 7.184 | 24.3954 | 5.0905 | 3.7135 | 6.4376 | 24.5172 | 5.4499 | 3.9756 | 6.0881 | 24.6016 | 5.7965 | 4.2285 | 5.907 | 23.6615 | 6.5408 | 4.7714 | 10.2154 | 23.6441 | 6.5017 | 4.7429 | 10.2022 | 23.6922 | 6.3389 | 4.6241 | 9.9127 | 23.7697 | 6.0592 | 4.4201 | 9.5244 | 23.8616 | 5.9263 | 4.3232 | 9.2942 | 23.9626 | 5.7909 | 4.2244 | 8.844 | 24.0717 | 5.5971 | 4.083 | 8.4249 | 24.1948 | 5.6029 | 4.0872 | 8.0108 | 24.3291 | 5.5492 | 4.0481 | 7.5694 | 24.4729 | 5.4728 | 3.9923 | 7.0398 | 25.0569 | 5.0497 | 3.6837 | 5.3648 | 25.3957 | 4.7828 | 3.489 | 4.6193 | 25.6033 | 4.9623 | 3.6199 | 4.5835 | 25.7342 | 5.2023 | 3.795 | 4.8858 | 23.6623 | 6.5408 | 4.7714 | 10.2154 | 23.6408 | 6.5105 | 4.7493 | 10.2071 | 23.698 | 6.4737 | 4.7224 | 9.9219 | 23.7972 | 6.3413 | 4.6259 | 9.5463 | 23.9287 | 6.2006 | 4.5233 | 9.3621 | 24.0861 | 5.9798 | 4.3622 | 8.9529 | 24.2685 | 5.8228 | 4.2477 | 8.5592 | 24.4839 | 5.7266 | 4.1774 | 8.1752 | 24.6876 | 5.6212 | 4.1006 | 7.8233 | 24.8983 | 5.492 | 4.0064 | 7.4083 | 25.6696 | 4.6394 | 3.3844 | 5.0607 | 20.2867 | 3.2907 | 2.4005 | 0.23288 | 16.141 | 2.6182 | 1.91 | -3.4391 | 14.1856 | 2.301 | 1.6786 | -5.8992 | 23.6623 | 6.5408 | 4.7714 | 10.2154 | 23.6281 | 6.5057 | 4.7458 | 10.251 | 23.7165 | 6.2289 | 4.5439 | 9.8602 | 23.8267 | 6.0279 | 4.3972 | 9.4692 | 23.9635 | 5.921 | 4.3193 | 9.2658 | 24.1164 | 5.9442 | 4.3362 | 8.8956 | 24.2972 | 5.8931 | 4.2989 | 8.5481 | 24.4814 | 5.8054 | 4.235 | 8.2302 | 24.65 | 5.707 | 4.1632 | 7.7962 | 24.8801 | 5.4351 | 3.9648 | 6.5459 | 25.6894 | 4.2373 | 3.0911 | 0.98842 | 19.2788 | 3.1272 | 2.2813 | -3.3014 | 19.6754 | 3.1915 | 2.3282 | -5.6386 | 18.9882 | 3.0801 | 2.2469 | -4.7387
HUTTON END & SKELTON C | PENRITH & SHAP | HARKER / HUTTON | 345810 | 538827 | primary | best view | 25.885 | 25.885 | 19.401 | 19.7619 | 25.9005 | 25.9005 | 19.3665 | 19.532 | 25.9954 | 25.9954 | 18.8885 | 19.3693 | 26.1132 | 25.596 | 18.3963 | 19.2134 | 26.2342 | 24.9179 | 17.909 | 19.1165 | 26.3593 | 24.2236 | 17.41 | 18.9122 | 26.4526 | 23.5339 | 16.9143 | 18.7335 | 26.5364 | 23.4632 | 16.8635 | 18.5518 | 26.6324 | 23.3987 | 16.8171 | 18.3889 | 26.7493 | 23.3136 | 16.756 | 18.1008 | 27.3132 | 22.9555 | 16.4986 | 17.0349 | 27.8076 | 22.633 | 16.2668 | 16.1669 | 28.1146 | 22.3522 | 16.0649 | 15.6849 | 28.3214 | 22.1824 | 15.9429 | 15.9041 | 25.8848 | 25.8848 | 19.401 | 19.7619 | 25.8893 | 25.8893 | 19.3938 | 19.7271 | 25.9506 | 25.9506 | 19.3654 | 19.5761 | 26.001 | 26.001 | 19.3371 | 19.4704 | 26.0534 | 26.0534 | 19.3154 | 19.4107 | 26.1189 | 26.1189 | 19.2765 | 19.2292 | 26.1989 | 26.1989 | 19.24 | 19.038 | 26.2631 | 26.2631 | 19.2004 | 18.8164 | 26.3228 | 26.3228 | 19.1588 | 18.585 | 26.3973 | 26.3973 | 19.1039 | 18.2324 | 26.6101 | 26.4521 | 19.0117 | 17.8781 | 26.8191 | 26.3225 | 18.9185 | 17.5749 | 26.9729 | 26.0808 | 18.7448 | 16.6549 | 27.0721 | 25.8926 | 18.6095 | 16.0012 | 25.885 | 25.885 | 19.401 | 19.7619 | 25.9003 | 25.9003 | 19.3665 | 19.5321 | 25.9964 | 25.9964 | 18.8889 | 19.3694 | 26.1141 | 25.5976 | 18.3975 | 19.2135 | 26.235 | 24.9207 | 17.911 | 19.1168 | 26.3603 | 24.2273 | 17.4127 | 18.912 | 26.4544 | 23.554 | 16.9287 | 18.7327 | 26.5382 | 23.4867 | 16.8803 | 18.551 | 26.6315 | 23.4168 | 16.8301 | 18.3883 | 26.7385 | 23.3268 | 16.7654 | 18.1199 | 27.2413 | 22.9515 | 16.4957 | 17.1598 | 27.6293 | 22.636 | 16.269 | 16.3612 | 27.8695 | 22.3571 | 16.0685 | 15.8952 | 28.0014 | 22.1999 | 15.9555 | 16.1336 | 25.8856 | 25.8856 | 19.401 | 19.7619 | 25.9122 | 25.9122 | 19.366 | 19.5445 | 26.0302 | 26.0302 | 18.8858 | 19.3978 | 26.1594 | 25.5893 | 18.3916 | 19.2577 | 26.3048 | 24.8994 | 17.8957 | 19.1523 | 26.45 | 24.1888 | 17.385 | 18.9863 | 26.5756 | 23.488 | 16.8813 | 18.823 | 26.7266 | 23.3938 | 16.8135 | 18.6521 | 26.8991 | 23.3051 | 16.7498 | 18.4662 | 27.1052 | 23.2126 | 16.6833 | 18.3437 | 27.9707 | 22.6511 | 16.2798 | 17.0526 | 28.6215 | 22.2356 | 15.9811 | 16.2436 | 28.8035 | 21.9793 | 15.7969 | 15.9575 | 28.7923 | 21.811 | 15.676 | 15.9107 | 25.8856 | 25.8856 | 19.401 | 19.7619 | 25.9085 | 25.9085 | 19.3693 | 19.5584 | 26.0759 | 26.0759 | 18.8897 | 19.3868 | 26.2242 | 25.5839 | 18.3876 | 19.2386 | 26.3802 | 24.8822 | 17.8833 | 19.1074 | 26.4887 | 23.9916 | 17.2432 | 18.9461 | 26.6255 | 23.2379 | 16.7015 | 18.8442 | 26.7852 | 23.1434 | 16.6336 | 18.6518 | 26.9659 | 23.0811 | 16.5888 | 18.49 | 27.173 | 23.0335 | 16.5546 | 18.3055 | 27.9442 | 22.5682 | 16.2202 | 16.8673 | 28.4227 | 22.0418 | 15.8418 | 16.203 | 28.5486 | 21.6796 | 15.5816 | 16.0836 | 28.4857 | 21.6554 | 15.5641 | 16.3338
HYDE | HYDE | STALYBRIDGE | 395215 | 395126 | primary | best view | 31.918 | 10.7688 | 7.8557 | 11.3819 | 31.8992 | 10.7051 | 7.8092 | 11.1081 | 31.9716 | 10.6275 | 7.7526 | 10.9671 | 32.0803 | 10.4916 | 7.6535 | 10.6248 | 32.1962 | 10.2179 | 7.4538 | 10.288 | 32.3208 | 10.1353 | 7.3936 | 9.8274 | 32.4547 | 9.934 | 7.2467 | 9.3519 | 32.6061 | 9.7659 | 7.1241 | 8.9606 | 32.7708 | 9.7094 | 7.0829 | 8.3561 | 32.9623 | 9.5964 | 7.0005 | 7.7553 | 33.7542 | 8.9733 | 6.5459 | 5.52 | 34.3985 | 8.8522 | 6.4576 | 4.3657 | 34.7777 | 9.4028 | 6.8592 | 4.1298 | 35.0896 | 9.5466 | 6.9641 | 4.3262 | 31.9176 | 10.7688 | 7.8557 | 11.3819 | 31.8945 | 10.7258 | 7.8243 | 11.1699 | 31.9366 | 10.6713 | 7.7846 | 11.0992 | 32.002 | 10.5673 | 7.7087 | 10.8739 | 32.0646 | 10.466 | 7.6348 | 10.7452 | 32.1443 | 10.2532 | 7.4796 | 10.399 | 32.2164 | 10.2044 | 7.444 | 10.0078 | 32.313 | 10.14 | 7.397 | 9.6386 | 32.4351 | 10.03 | 7.3168 | 9.0759 | 32.5806 | 9.9113 | 7.2301 | 8.5403 | 32.8743 | 9.4993 | 6.9296 | 7.2352 | 33.1218 | 9.5601 | 6.9739 | 6.241 | 33.3264 | 9.9397 | 7.2509 | 5.6526 | 33.4796 | 10.0597 | 7.3384 | 5.2833 | 31.918 | 10.7688 | 7.8557 | 11.3819 | 31.899 | 10.7053 | 7.8094 | 11.1081 | 31.9713 | 10.629 | 7.7537 | 10.9673 | 32.0798 | 10.4911 | 7.6531 | 10.625 | 32.1956 | 10.2186 | 7.4543 | 10.2884 | 32.321 | 10.1345 | 7.3929 | 9.8273 | 32.4566 | 9.9394 | 7.2507 | 9.3509 | 32.6083 | 9.7574 | 7.1179 | 8.9594 | 32.7733 | 9.708 | 7.0819 | 8.3548 | 32.9505 | 9.6054 | 7.007 | 7.8098 | 33.6561 | 9.0202 | 6.5801 | 5.7888 | 34.1957 | 8.9208 | 6.5076 | 4.7408 | 34.5199 | 9.4725 | 6.91 | 4.4939 | 34.7451 | 9.613 | 7.0125 | 4.6409 | 31.9191 | 10.7688 | 7.8557 | 11.3819 | 31.8919 | 10.6918 | 7.7995 | 11.1038 | 31.9713 | 10.6729 | 7.7857 | 10.9806 | 32.0952 | 10.5282 | 7.6802 | 10.6387 | 32.2471 | 10.3704 | 7.5651 | 10.3786 | 32.4284 | 10.185 | 7.4298 | 9.9219 | 32.6391 | 9.9816 | 7.2814 | 9.4722 | 32.8873 | 9.8167 | 7.1611 | 9.074 | 33.1655 | 9.6096 | 7.0101 | 8.5672 | 33.4928 | 9.3963 | 6.8545 | 8.1183 | 34.5955 | 8.1578 | 5.951 | 5.2541 | 35.4982 | 6.6032 | 4.8169 | -0.89511 | 35.2791 | 5.7226 | 4.1746 | -5.6124 | 30.8583 | 5.0055 | 3.6515 | -8.6473 | 31.9191 | 10.7688 | 7.8557 | 11.3819 | 31.8647 | 10.719 | 7.8194 | 11.1904 | 31.9655 | 10.4375 | 7.614 | 10.9883 | 32.0863 | 10.3302 | 7.5357 | 10.6603 | 32.2294 | 10.1968 | 7.4384 | 10.4368 | 32.3946 | 9.963 | 7.2679 | 10.0535 | 32.5946 | 9.7163 | 7.0879 | 9.687 | 32.8236 | 9.5782 | 6.9872 | 9.3884 | 33.0901 | 9.3955 | 6.8539 | 8.8059 | 33.4386 | 9.0721 | 6.618 | 7.3279 | 34.5293 | 8.5712 | 6.2526 | 0.43651 | 35.2152 | 7.0123 | 5.1153 | -5.0365 | 35.4276 | 6.4723 | 4.7215 | -8.0984 | 35.2955 | 6.4019 | 4.6701 | -7.0272
HYNDBURN RD | HUNCOAT | PADIHAM | 375688 | 428877 | primary | best view | 29.8413 | 14.6786 | 10.7078 | 16.8101 | 29.8249 | 14.6704 | 10.7018 | 16.8004 | 29.8578 | 14.5083 | 10.5836 | 16.6984 | 29.8964 | 14.3515 | 10.4692 | 16.5362 | 29.9308 | 14.1402 | 10.3151 | 16.4349 | 29.9632 | 13.9427 | 10.171 | 16.3273 | 29.9976 | 13.7582 | 10.0364 | 16.2128 | 30.0383 | 13.6443 | 9.9533 | 16.0842 | 30.0827 | 13.5139 | 9.8582 | 15.9563 | 30.1338 | 13.3883 | 9.7665 | 15.8012 | 30.4081 | 12.9353 | 9.4361 | 15.2539 | 30.7856 | 12.978 | 9.4672 | 14.7783 | 31.0745 | 13.3944 | 9.771 | 14.5514 | 31.3926 | 13.4651 | 9.8226 | 14.3824 | 29.8411 | 14.6786 | 10.7078 | 16.8101 | 29.8072 | 14.6855 | 10.7129 | 16.9125 | 29.812 | 14.4441 | 10.5367 | 16.9205 | 29.829 | 14.2285 | 10.3795 | 16.875 | 29.8356 | 14.0141 | 10.2231 | 16.8963 | 29.8473 | 13.8116 | 10.0753 | 16.8852 | 29.8771 | 13.6319 | 9.9442 | 16.8211 | 29.9233 | 13.5861 | 9.9109 | 16.7009 | 29.9865 | 13.5338 | 9.8727 | 16.5061 | 30.0662 | 13.4563 | 9.8162 | 16.2627 | 30.1733 | 13.2869 | 9.6926 | 16.0874 | 30.324 | 13.2587 | 9.6721 | 15.945 | 30.5113 | 13.6529 | 9.9596 | 15.8834 | 30.6817 | 13.9637 | 10.1863 | 15.8485 | 29.8413 | 14.6786 | 10.7078 | 16.8101 | 29.8247 | 14.6668 | 10.6992 | 16.8006 | 29.8573 | 14.5065 | 10.5823 | 16.6988 | 29.8956 | 14.3489 | 10.4673 | 16.5368 | 29.9298 | 14.1382 | 10.3136 | 16.4357 | 29.9636 | 13.9414 | 10.1701 | 16.3271 | 30.0009 | 13.7627 | 10.0397 | 16.2102 | 30.0422 | 13.6471 | 9.9554 | 16.0811 | 30.087 | 13.5119 | 9.8568 | 15.9529 | 30.1355 | 13.3843 | 9.7636 | 15.8072 | 30.3562 | 12.9454 | 9.4435 | 15.3272 | 30.586 | 13.0151 | 9.4943 | 14.9868 | 30.8015 | 13.4548 | 9.8151 | 14.8201 | 30.9799 | 13.5468 | 9.8822 | 14.765 | 29.8411 | 14.6786 | 10.7078 | 16.8101 | 29.8188 | 14.6648 | 10.6977 | 16.801 | 29.8484 | 14.5064 | 10.5822 | 16.7081 | 29.8867 | 14.2426 | 10.3898 | 16.5528 | 29.9239 | 14.0165 | 10.2248 | 16.4538 | 29.9713 | 13.7997 | 10.0667 | 16.3431 | 30.031 | 13.5707 | 9.8996 | 16.212 | 30.1039 | 13.4526 | 9.8135 | 16.0654 | 30.1873 | 13.3122 | 9.711 | 15.9215 | 30.2857 | 13.1707 | 9.6078 | 15.7606 | 30.8916 | 12.3603 | 9.0166 | 14.6454 | 31.6959 | 11.4417 | 8.3466 | 11.8455 | 32.2091 | 10.8486 | 7.9139 | 9.6333 | 32.3893 | 10.2849 | 7.5027 | 8.3449 | 29.8411 | 14.6786 | 10.7078 | 16.8101 | 29.8104 | 14.6899 | 10.7161 | 16.8337 | 29.8396 | 14.4247 | 10.5226 | 16.734 | 29.8731 | 13.8863 | 10.1298 | 16.6015 | 29.9051 | 13.4041 | 9.7781 | 16.5213 | 29.9523 | 13.4025 | 9.777 | 16.4366 | 30.0195 | 13.2443 | 9.6615 | 16.3221 | 30.1046 | 13.1541 | 9.5957 | 16.1947 | 30.2157 | 13.054 | 9.5227 | 16.0041 | 30.3846 | 12.8667 | 9.3861 | 15.423 | 31.2087 | 12.6531 | 9.2303 | 12.3121 | 31.8617 | 11.5873 | 8.4528 | 9.674 | 32.1087 | 11.0812 | 8.0836 | 8.2773 | 32.0693 | 11.1218 | 8.1132 | 8.9257
INDIA ST | LOWER DARWEN | ROCHDALE | 369485 | 421865 | primary | best view | 22.6284 | 15.171 | 11.067 | 18.4956 | 22.6171 | 15.1123 | 11.0242 | 18.492 | 22.6484 | 13.4377 | 9.8027 | 18.2803 | 22.6983 | 11.7241 | 8.5526 | 17.9769 | 22.7567 | 10.012 | 7.3036 | 17.7698 | 22.821 | 8.4373 | 6.1549 | 17.5156 | 22.8922 | 6.8096 | 4.9675 | 17.1782 | 22.9746 | 6.7813 | 4.9468 | 16.8651 | 23.0653 | 6.7108 | 4.8954 | 16.5451 | 23.1734 | 6.6248 | 4.8327 | 16.0944 | 25.8891 | 6.1811 | 4.509 | 12.1997 | 26.6991 | 8.4448 | 6.1604 | 11.0699 | 26.993 | 12.5351 | 9.1442 | 10.8955 | 27.261 | 13.2609 | 9.6736 | 11.1138 | 22.6278 | 15.171 | 11.067 | 18.4956 | 22.6233 | 15.1576 | 11.0573 | 18.5078 | 22.6488 | 13.4715 | 9.8272 | 18.3446 | 22.6852 | 11.713 | 8.5444 | 18.1506 | 22.7263 | 9.8933 | 7.217 | 18.1176 | 22.7695 | 8.3647 | 6.1019 | 17.9205 | 22.8143 | 6.8855 | 5.0229 | 17.6726 | 22.872 | 6.831 | 4.9831 | 17.4282 | 22.9423 | 6.7672 | 4.9366 | 17.1917 | 23.0237 | 6.6818 | 4.8742 | 16.8465 | 23.2567 | 6.6189 | 4.8284 | 15.9585 | 23.453 | 8.4231 | 6.1445 | 15.3335 | 23.6326 | 10.6792 | 7.7903 | 14.9094 | 23.7856 | 11.8168 | 8.6202 | 14.7099 | 22.6284 | 15.171 | 11.067 | 18.4956 | 22.6169 | 15.112 | 11.024 | 18.4921 | 22.6481 | 13.4375 | 9.8025 | 18.2804 | 22.6978 | 11.7233 | 8.552 | 17.9772 | 22.7561 | 10.01 | 7.3022 | 17.7702 | 22.8211 | 8.4371 | 6.1548 | 17.5155 | 22.894 | 6.8056 | 4.9646 | 17.1771 | 22.9767 | 6.7807 | 4.9464 | 16.8638 | 23.0678 | 6.7104 | 4.8951 | 16.5436 | 23.1682 | 6.6301 | 4.8366 | 16.1301 | 25.8273 | 6.2096 | 4.5298 | 12.3863 | 26.5309 | 8.5071 | 6.2058 | 11.3483 | 26.7747 | 12.6009 | 9.1922 | 11.1833 | 26.9572 | 13.3406 | 9.7318 | 11.4448 | 22.629 | 15.171 | 11.067 | 18.4956 | 22.6147 | 15.2324 | 11.1118 | 18.4808 | 22.6513 | 13.5491 | 9.8839 | 18.272 | 22.7117 | 11.8787 | 8.6654 | 17.9747 | 22.7866 | 10.1136 | 7.3777 | 17.7958 | 22.8809 | 8.1839 | 5.9701 | 17.5531 | 22.9935 | 6.2431 | 4.5542 | 17.2296 | 23.1275 | 5.9376 | 4.3314 | 16.9277 | 23.279 | 5.7996 | 4.2307 | 16.6624 | 23.4594 | 5.7381 | 4.1859 | 16.3467 | 26.4507 | 5.0001 | 3.6475 | 11.9592 | 28.3546 | 6.1388 | 4.4782 | 6.344 | 28.816 | 9.03 | 6.5872 | 2.8732 | 29.038 | 9.1765 | 6.6941 | 0.86439 | 22.629 | 15.171 | 11.067 | 18.4956 | 22.5991 | 15.1479 | 11.0502 | 18.5336 | 22.6489 | 15.0872 | 11.0059 | 18.2527 | 22.6983 | 14.9707 | 10.9209 | 17.9658 | 22.7645 | 14.5054 | 10.5815 | 17.7795 | 22.8492 | 14.6621 | 10.6958 | 17.5845 | 22.9577 | 14.6049 | 10.654 | 17.2984 | 23.0861 | 14.5355 | 10.6034 | 17.0535 | 23.6775 | 14.3466 | 10.4656 | 16.2532 | 25.7256 | 13.7785 | 10.0512 | 13.2927 | 27.713 | 12.9183 | 9.4237 | 6.9911 | 28.2869 | 11.5565 | 8.4303 | 3.0765 | 28.5191 | 10.8056 | 7.8825 | 0.87746 | 28.4686 | 10.7778 | 7.8623 | 1.8842
INGLETON | KENDAL (PARKSIDE RD) | HARKER / HUTTON | 368913 | 472337 | primary | best view | 12.6095 | 12.6095 | 12.6095 | 9.6748 | 12.6134 | 12.6134 | 12.6134 | 9.6595 | 12.6313 | 12.6313 | 12.6313 | 9.565 | 12.6559 | 12.6559 | 12.6559 | 9.448 | 12.683 | 12.683 | 12.683 | 9.373 | 12.7137 | 12.7137 | 12.7137 | 9.2638 | 12.7478 | 12.7478 | 12.7478 | 9.144 | 12.7868 | 12.7868 | 12.7868 | 9.0179 | 12.8324 | 12.8324 | 12.8324 | 8.8893 | 12.8866 | 12.8866 | 12.8866 | 8.7051 | 13.1386 | 13.1386 | 13.1386 | 8.0544 | 13.3486 | 13.3486 | 13.3486 | 7.7458 | 13.4709 | 13.4709 | 13.4709 | 7.6703 | 13.5288 | 13.5288 | 13.5288 | 7.7973 | 12.6093 | 12.6093 | 12.6093 | 9.6748 | 12.6124 | 12.6124 | 12.6124 | 9.6766 | 12.626 | 12.626 | 12.626 | 9.6097 | 12.6424 | 12.6424 | 12.6424 | 9.5431 | 12.6595 | 12.6595 | 12.6595 | 9.5244 | 12.6808 | 12.6808 | 12.6808 | 9.4484 | 12.7077 | 12.7077 | 12.7077 | 9.3551 | 12.7402 | 12.7402 | 12.7402 | 9.2548 | 12.778 | 12.778 | 12.778 | 9.1451 | 12.8229 | 12.8229 | 12.8229 | 8.9725 | 12.9451 | 12.9451 | 12.9451 | 8.6745 | 13.0497 | 13.0497 | 13.0497 | 8.3698 | 13.1023 | 13.1023 | 13.1023 | 8.168 | 13.1265 | 13.1265 | 13.1265 | 8.0616 | 12.6095 | 12.6095 | 12.6095 | 9.6748 | 12.6133 | 12.6133 | 12.6133 | 9.6595 | 12.6323 | 12.6323 | 12.6323 | 9.5647 | 12.6569 | 12.6569 | 12.6569 | 9.4477 | 12.6839 | 12.6839 | 12.6839 | 9.3726 | 12.7145 | 12.7145 | 12.7145 | 9.2635 | 12.7484 | 12.7484 | 12.7484 | 9.1437 | 12.7871 | 12.7871 | 12.7871 | 9.0178 | 12.8295 | 12.8295 | 12.8295 | 8.8905 | 12.8786 | 12.8786 | 12.8786 | 8.7196 | 13.1082 | 13.1082 | 13.1082 | 8.1139 | 13.2838 | 13.2838 | 13.2838 | 7.8279 | 13.3713 | 13.3713 | 13.3713 | 7.7557 | 13.4117 | 13.4117 | 13.4117 | 7.8771 | 12.6098 | 12.6098 | 12.6098 | 9.6748 | 12.6137 | 12.6137 | 12.6137 | 9.6521 | 12.6353 | 12.6353 | 12.6353 | 9.5525 | 12.6648 | 12.6648 | 12.6648 | 9.4318 | 12.7006 | 12.7006 | 12.7006 | 9.3508 | 12.7451 | 12.7451 | 12.7451 | 9.2301 | 12.7982 | 12.7982 | 12.7982 | 9.0922 | 12.8618 | 12.8618 | 12.8618 | 8.9515 | 12.9337 | 12.9337 | 12.9337 | 8.8285 | 13.0203 | 13.0203 | 13.0203 | 8.6895 | 13.3743 | 13.3743 | 13.3743 | 8.0709 | 13.6576 | 13.6576 | 13.6576 | 7.3239 | 13.7753 | 13.7753 | 13.7753 | 6.9095 | 13.8377 | 13.8377 | 13.8377 | 6.6461 | 12.6098 | 12.6098 | 12.6098 | 9.6748 | 12.6101 | 12.6101 | 12.6101 | 9.661 | 12.6398 | 12.6398 | 12.6398 | 9.533 | 12.6709 | 12.6709 | 12.6709 | 9.4091 | 12.7069 | 12.7069 | 12.7069 | 9.3176 | 12.7505 | 12.7505 | 12.7505 | 9.2034 | 12.8068 | 12.8068 | 12.8068 | 9.0783 | 12.8727 | 12.8727 | 12.8727 | 8.9567 | 12.9471 | 12.9471 | 12.9471 | 8.8447 | 13.0367 | 13.0367 | 13.0367 | 8.6148 | 13.3552 | 13.3552 | 13.3552 | 7.6112 | 13.5751 | 13.5751 | 13.5751 | 6.9974 | 13.6534 | 13.6534 | 13.6534 | 6.7564 | 13.6169 | 13.6169 | 13.6169 | 6.9495
IRLAM | CARRINGTON BSP | CARRINGTON | 371680 | 393360 | primary | best view | 30.0371 | 12.7703 | 9.3158 | 10.7621 | 30.0462 | 12.3126 | 8.9819 | 10.0007 | 30.1359 | 11.8636 | 8.6543 | 9.2353 | 30.2601 | 11.7197 | 8.5493 | 8.5692 | 30.3832 | 11.611 | 8.4701 | 8.7834 | 30.5013 | 11.3495 | 8.2793 | 8.2595 | 30.6298 | 11.1925 | 8.1648 | 7.663 | 30.7884 | 11.0577 | 8.0664 | 7.0797 | 30.9602 | 10.8895 | 7.9437 | 6.4642 | 31.1544 | 10.7484 | 7.8408 | 5.8494 | 32.591 | 10.0743 | 7.3491 | 3.0412 | 34.6727 | 9.7924 | 7.1434 | 0.53949 | 36.4024 | 10.9076 | 7.9569 | -1.0209 | 38.383 | 10.711 | 7.8135 | -2.3827 | 30.0365 | 12.7703 | 9.3158 | 10.7621 | 30.0223 | 12.4 | 9.0456 | 10.44 | 30.0665 | 11.8694 | 8.6586 | 9.8523 | 30.1355 | 11.6042 | 8.4651 | 9.4045 | 30.1955 | 11.4557 | 8.3568 | 9.8212 | 30.2649 | 11.1688 | 8.1475 | 9.4912 | 30.3598 | 10.9576 | 7.9934 | 9.0229 | 30.4853 | 10.8626 | 7.9241 | 8.5395 | 30.6399 | 10.7512 | 7.8429 | 7.9865 | 30.8194 | 10.6326 | 7.7563 | 7.4792 | 31.6853 | 10.2871 | 7.5043 | 5.5392 | 32.8285 | 10.0391 | 7.3234 | 3.6958 | 34.0675 | 10.5936 | 7.7279 | 2.2774 | 35.2294 | 11.3372 | 8.2703 | 1.0925 | 30.0371 | 12.7703 | 9.3158 | 10.7621 | 30.0446 | 12.3129 | 8.9821 | 10.0015 | 30.1327 | 11.8632 | 8.654 | 9.2371 | 30.2555 | 11.7195 | 8.5492 | 8.5718 | 30.3771 | 11.6077 | 8.4677 | 8.7867 | 30.5031 | 11.3438 | 8.2751 | 8.2585 | 30.6493 | 11.1715 | 8.1495 | 7.6524 | 30.8112 | 11.0561 | 8.0652 | 7.0672 | 30.986 | 10.8987 | 7.9505 | 6.45 | 31.1724 | 10.7589 | 7.8485 | 5.8741 | 32.3347 | 10.1258 | 7.3867 | 3.3288 | 33.6234 | 9.9367 | 7.2487 | 1.3607 | 34.954 | 11.0958 | 8.0943 | 0.034056 | 36.1643 | 10.9985 | 8.0233 | -0.75072 | 30.0379 | 12.7703 | 9.3158 | 10.7621 | 30.0282 | 12.5517 | 9.1563 | 9.9993 | 30.1169 | 12.3041 | 8.9757 | 9.2381 | 30.2564 | 11.9664 | 8.7294 | 8.5547 | 30.4059 | 11.8607 | 8.6522 | 8.7947 | 30.6043 | 11.6056 | 8.4662 | 8.2663 | 30.8593 | 11.4018 | 8.3175 | 7.6282 | 31.1733 | 11.2202 | 8.185 | 6.9921 | 31.5377 | 11.0213 | 8.0399 | 6.3611 | 31.9533 | 10.8335 | 7.9029 | 5.7926 | 34.9728 | 9.6164 | 7.0151 | 1.5316 | 38.6756 | 7.9496 | 5.7991 | -6.0932 | 41.1942 | 6.9145 | 5.0441 | -12.4979 | 36.5839 | 5.9343 | 4.329 | -16.8639 | 30.0379 | 12.7703 | 9.3158 | 10.7621 | 30.0279 | 12.3095 | 8.9796 | 10.0569 | 30.1589 | 11.9884 | 8.7453 | 9.1958 | 30.3103 | 11.7373 | 8.5622 | 8.5019 | 30.469 | 11.515 | 8.4 | 8.7567 | 30.7212 | 11.169 | 8.1476 | 8.2426 | 31.076 | 10.9978 | 8.0227 | 7.6001 | 31.5159 | 10.8533 | 7.9173 | 6.9503 | 32.0248 | 10.6888 | 7.7973 | 6.1537 | 32.6912 | 10.3988 | 7.5858 | 4.5483 | 36.4393 | 10.5936 | 7.7279 | -3.6427 | 39.8146 | 8.9726 | 6.5454 | -10.8912 | 41.3806 | 7.965 | 5.8103 | -15.5428 | 41.7086 | 7.7507 | 5.654 | -15.6596
JAMES ST | CARLISLE | HARKER / HUTTON | 340034 | 555418 | primary | best view | 32.2329 | 9.9127 | 7.1244 | 9.9315 | 32.2167 | 9.8224 | 7.0595 | 9.645 | 32.296 | 9.7367 | 6.9979 | 9.5405 | 32.4092 | 9.3947 | 6.7522 | 9.1407 | 32.5236 | 9.1155 | 6.5515 | 9.0726 | 32.6427 | 8.7656 | 6.3 | 8.4707 | 32.7535 | 8.4194 | 6.0512 | 8.1553 | 32.8766 | 8.2544 | 5.9326 | 8.1935 | 33.0061 | 8.0947 | 5.8178 | 7.6492 | 33.1462 | 7.9552 | 5.7176 | 7.3002 | 33.7417 | 7.2457 | 5.2076 | 5.9147 | 34.4847 | 7.0431 | 5.062 | 4.8023 | 35.0069 | 7.2195 | 5.1888 | 4.1286 | 35.5649 | 6.9957 | 5.0279 | 3.8142 | 32.2326 | 9.9127 | 7.1244 | 9.9315 | 32.2139 | 9.8633 | 7.089 | 9.7599 | 32.2737 | 9.7616 | 7.0159 | 9.8172 | 32.3688 | 9.4862 | 6.8179 | 9.6439 | 32.4672 | 9.2793 | 6.6692 | 9.771 | 32.5604 | 8.9854 | 6.458 | 9.3237 | 32.6751 | 8.7414 | 6.2826 | 9.0729 | 32.8172 | 8.5999 | 6.1809 | 8.9949 | 32.9944 | 8.4632 | 6.0826 | 8.4681 | 33.2069 | 8.3412 | 5.9949 | 8.0067 | 33.4656 | 8.0581 | 5.7915 | 7.2105 | 33.7686 | 7.8625 | 5.651 | 6.6814 | 34.1076 | 8.1122 | 5.8304 | 6.3117 | 34.4111 | 8.3823 | 6.0245 | 6.1807 | 32.2329 | 9.9127 | 7.1244 | 9.9315 | 32.2163 | 9.8223 | 7.0595 | 9.6454 | 32.2951 | 9.7365 | 6.9978 | 9.5412 | 32.4079 | 9.397 | 6.7538 | 9.1418 | 32.5219 | 9.1189 | 6.5539 | 9.074 | 32.6432 | 8.7762 | 6.3076 | 8.4702 | 32.7592 | 8.5142 | 6.1193 | 8.1508 | 32.8833 | 8.2513 | 5.9304 | 8.1882 | 33.0138 | 8.1106 | 5.8292 | 7.6433 | 33.1473 | 7.9737 | 5.7309 | 7.3184 | 33.6395 | 7.2783 | 5.2311 | 6.0761 | 34.0946 | 7.1027 | 5.1049 | 5.2049 | 34.5083 | 7.3026 | 5.2485 | 4.6365 | 34.8216 | 7.1264 | 5.1219 | 4.5126 | 32.2334 | 9.9127 | 7.1244 | 9.9315 | 32.2073 | 9.8211 | 7.0586 | 9.625 | 32.2856 | 9.7271 | 6.991 | 9.5196 | 32.4111 | 8.9434 | 6.4278 | 9.1119 | 32.5446 | 8.7066 | 6.2576 | 9.0326 | 32.678 | 8.4669 | 6.0853 | 8.3969 | 32.8372 | 8.2472 | 5.9274 | 8.0308 | 33.0252 | 8.0737 | 5.8027 | 8.0267 | 33.2369 | 7.8421 | 5.6363 | 7.4171 | 33.4835 | 7.6183 | 5.4754 | 7.0568 | 34.6252 | 6.4644 | 4.6461 | 4.5446 | 30.284 | 4.986 | 3.5836 | -0.85143 | 23.9943 | 3.9505 | 2.8393 | -5.5684 | 19.3523 | 3.1862 | 2.29 | -8.3022 | 32.2334 | 9.9127 | 7.1244 | 9.9315 | 32.18 | 9.8317 | 7.0662 | 9.6947 | 32.2611 | 9.6868 | 6.9621 | 9.5669 | 32.3675 | 9.3674 | 6.7325 | 9.1818 | 32.4467 | 9.1549 | 6.5798 | 9.1477 | 32.5568 | 8.5691 | 6.1588 | 8.58 | 32.7047 | 8.2014 | 5.8945 | 8.2617 | 32.8874 | 7.9824 | 5.7371 | 8.2888 | 33.1078 | 7.7009 | 5.5348 | 7.6455 | 33.3928 | 7.3865 | 5.3088 | 6.4071 | 34.7316 | 5.8795 | 4.2257 | 0.41411 | 24.2069 | 3.9855 | 2.8644 | -4.963 | 18.3971 | 3.0289 | 2.177 | -8.1367 | 18.8988 | 3.1115 | 2.2363 | -7.059
KAY ST | HUNCOAT | PADIHAM | 373863 | 427594 | primary | best view | 29.261 | 14.829 | 10.8175 | 17.9619 | 29.2519 | 14.761 | 10.7679 | 18.0036 | 29.2941 | 14.5589 | 10.6205 | 17.8066 | 29.36 | 14.3969 | 10.5023 | 17.5417 | 29.4462 | 14.2199 | 10.3732 | 17.2178 | 29.5448 | 14.0483 | 10.248 | 16.8799 | 29.6532 | 13.8825 | 10.1271 | 16.5142 | 29.7784 | 13.7855 | 10.0564 | 16.1032 | 29.9004 | 13.6811 | 9.9801 | 15.6839 | 30.043 | 13.5294 | 9.8695 | 15.1711 | 30.6349 | 12.8903 | 9.4033 | 13.4427 | 31.1093 | 12.7381 | 9.2922 | 12.7345 | 31.4024 | 13.1318 | 9.5794 | 12.7429 | 31.6134 | 13.1191 | 9.5702 | 13.0427 | 29.2606 | 14.829 | 10.8175 | 17.9619 | 29.2645 | 14.7792 | 10.7812 | 17.9805 | 29.3079 | 14.5419 | 10.6081 | 17.8226 | 29.3607 | 14.3224 | 10.448 | 17.6613 | 29.4222 | 14.0555 | 10.2533 | 17.475 | 29.4982 | 13.8111 | 10.075 | 17.244 | 29.5898 | 13.5494 | 9.8841 | 16.9681 | 29.6952 | 13.4294 | 9.7966 | 16.6574 | 29.7988 | 13.277 | 9.6854 | 16.3143 | 29.9157 | 13.192 | 9.6234 | 15.9528 | 30.163 | 13.0588 | 9.5262 | 14.9114 | 30.3797 | 13.0505 | 9.5202 | 14.26 | 30.5466 | 13.6375 | 9.9484 | 13.9628 | 30.6688 | 13.9845 | 10.2015 | 13.8295 | 29.261 | 14.829 | 10.8175 | 17.9619 | 29.2518 | 14.7648 | 10.7707 | 18.0036 | 29.2945 | 14.5571 | 10.6192 | 17.8065 | 29.3603 | 14.3992 | 10.504 | 17.5416 | 29.4465 | 14.2269 | 10.3783 | 17.2178 | 29.5454 | 14.0578 | 10.255 | 16.8797 | 29.6547 | 13.9101 | 10.1472 | 16.5134 | 29.7799 | 13.7888 | 10.0587 | 16.1024 | 29.9007 | 13.6825 | 9.9812 | 15.6837 | 30.0316 | 13.5451 | 9.881 | 15.221 | 30.5631 | 12.9192 | 9.4243 | 13.6639 | 30.9559 | 12.7744 | 9.3187 | 13.0321 | 31.2064 | 13.1754 | 9.6113 | 13.0598 | 31.3662 | 13.1845 | 9.6179 | 13.4115 | 29.2618 | 14.829 | 10.8175 | 17.9619 | 29.2515 | 14.7647 | 10.7706 | 17.9992 | 29.305 | 14.5741 | 10.6316 | 17.8123 | 29.3928 | 14.3788 | 10.4892 | 17.5663 | 29.5169 | 14.158 | 10.3281 | 17.2787 | 29.6608 | 13.9277 | 10.1601 | 16.9786 | 29.8053 | 13.6252 | 9.9394 | 16.6564 | 29.9756 | 13.434 | 9.7999 | 16.2962 | 30.1625 | 13.3266 | 9.7216 | 15.9739 | 30.384 | 13.2443 | 9.6615 | 15.6364 | 31.3952 | 12.3232 | 8.9896 | 13.3472 | 32.3803 | 10.9755 | 8.0065 | 8.5682 | 32.9035 | 10.0405 | 7.3244 | 5.0016 | 33.1505 | 9.2742 | 6.7654 | 2.8418 | 29.2618 | 14.829 | 10.8175 | 17.9619 | 29.2342 | 14.7904 | 10.7894 | 18.0556 | 29.3118 | 14.7055 | 10.7275 | 17.7762 | 29.403 | 14.4876 | 10.5685 | 17.5334 | 29.5256 | 13.9199 | 10.1544 | 17.2611 | 29.652 | 13.5326 | 9.8719 | 16.9996 | 29.7912 | 13.2442 | 9.6615 | 16.7168 | 29.9513 | 13.1227 | 9.5728 | 16.4192 | 30.1591 | 12.993 | 9.4782 | 15.9863 | 30.5323 | 12.7313 | 9.2873 | 14.7929 | 31.5596 | 12.3085 | 8.9789 | 9.3217 | 32.223 | 11.0538 | 8.0636 | 5.1144 | 32.4811 | 10.3964 | 7.584 | 2.9517 | 32.4272 | 10.4605 | 7.6308 | 4.0442
KENDAL | KENDAL (PARKSIDE RD) | HARKER / HUTTON | 351915 | 491858 | primary | best view | 28.5722 | 9.6259 | 6.9183 | 8.3082 | 28.5464 | 9.5056 | 6.8319 | 7.7711 | 28.6273 | 9.1558 | 6.5804 | 7.4309 | 28.7563 | 8.7151 | 6.2637 | 6.9315 | 28.8962 | 8.2864 | 5.9556 | 6.6132 | 29.0494 | 7.8011 | 5.6068 | 6.0648 | 29.2177 | 7.3339 | 5.271 | 5.4946 | 29.4073 | 7.1769 | 5.1582 | 5.0452 | 29.6164 | 7.0432 | 5.0621 | 4.5296 | 29.8384 | 6.8489 | 4.9224 | 3.7267 | 30.7268 | 5.9303 | 4.2622 | 0.83559 | 31.3451 | 5.2953 | 3.8058 | -0.66606 | 30.0893 | 4.954 | 3.5605 | -1.1911 | 29.3148 | 4.8265 | 3.4689 | -0.88353 | 28.5714 | 9.6259 | 6.9183 | 8.3082 | 28.5471 | 9.5724 | 6.8799 | 8.0622 | 28.6088 | 9.5017 | 6.829 | 7.7862 | 28.7025 | 9.386 | 6.7459 | 7.4474 | 28.7991 | 9.3111 | 6.6921 | 7.2941 | 28.9175 | 9.1772 | 6.5958 | 6.8621 | 29.073 | 9.0267 | 6.4877 | 6.343 | 29.2103 | 8.8991 | 6.396 | 5.9114 | 29.3688 | 8.7485 | 6.2877 | 5.408 | 29.5585 | 8.5742 | 6.1625 | 4.7799 | 29.9836 | 8.0974 | 5.8198 | 3.2772 | 30.3134 | 7.7658 | 5.5815 | 1.9493 | 30.4939 | 7.6095 | 5.4691 | 0.98378 | 30.5902 | 7.5083 | 5.3963 | 0.3944 | 28.5722 | 9.6259 | 6.9183 | 8.3082 | 28.546 | 9.5056 | 6.8318 | 7.7711 | 28.6295 | 9.1556 | 6.5803 | 7.4304 | 28.7584 | 8.7184 | 6.2661 | 6.9311 | 28.898 | 8.2911 | 5.959 | 6.6129 | 29.0513 | 7.8047 | 5.6094 | 6.0643 | 29.22 | 7.3649 | 5.2933 | 5.4938 | 29.4093 | 7.2188 | 5.1883 | 5.0444 | 29.6123 | 7.0764 | 5.086 | 4.5314 | 29.8172 | 6.883 | 4.9469 | 3.7889 | 30.6344 | 5.9718 | 4.2921 | 1.1069 | 31.1426 | 5.3563 | 3.8497 | -0.28967 | 30.4842 | 5.019 | 3.6072 | -0.79819 | 29.8048 | 4.9071 | 3.5269 | -0.49777 | 28.5737 | 9.6259 | 6.9183 | 8.3082 | 28.5427 | 9.5021 | 6.8293 | 7.7465 | 28.6301 | 9.1564 | 6.5809 | 7.4029 | 28.7818 | 8.6737 | 6.2339 | 6.8898 | 28.964 | 8.2011 | 5.8943 | 6.5536 | 29.1842 | 7.6829 | 5.5218 | 5.9676 | 29.4283 | 7.1455 | 5.1356 | 5.3228 | 29.6914 | 6.8593 | 4.9299 | 4.8036 | 29.9856 | 6.5737 | 4.7246 | 4.3154 | 30.3332 | 6.2709 | 4.507 | 3.7389 | 28.2675 | 4.654 | 3.3449 | 0.42541 | 16.0507 | 2.6426 | 1.8993 | -5.8544 | 7.2017 | 1.1857 | 0.85218 | -10.5299 | 0.99024 | 0.16303 | 0.11718 | -13.6554 | 28.5737 | 9.6259 | 6.9183 | 8.3082 | 28.5145 | 9.5162 | 6.8395 | 7.8388 | 28.6283 | 9.1249 | 6.5582 | 7.3977 | 28.7725 | 8.6329 | 6.2047 | 6.9133 | 28.9404 | 8.1356 | 5.8472 | 6.6062 | 29.1389 | 7.2259 | 5.1934 | 6.09 | 29.3505 | 6.6526 | 4.7813 | 5.538 | 29.5954 | 6.4836 | 4.6599 | 5.1293 | 29.8785 | 6.3074 | 4.5333 | 4.6001 | 30.2243 | 5.9578 | 4.282 | 3.0262 | 23.5922 | 3.8843 | 2.7917 | -4.1872 | 11.4475 | 1.8847 | 1.3546 | -9.7986 | 6.1693 | 1.0157 | 0.73002 | -12.8944 | 6.048 | 0.99576 | 0.71567 | -11.9055
KESWICK | STAINBURN & SIDDICK | HARKER / HUTTON | 327022 | 523784 | primary | best view | 19.2684 | 19.2684 | 19.2684 | 6.6255 | 19.2758 | 19.2758 | 19.2758 | 6.4942 | 19.3405 | 19.3405 | 19.3405 | 6.3451 | 19.4258 | 19.4258 | 19.4258 | 6.1094 | 19.5227 | 19.5227 | 19.5227 | 5.9288 | 19.6295 | 19.6295 | 19.6295 | 5.6489 | 19.7455 | 19.7455 | 19.6502 | 5.3718 | 19.876 | 19.876 | 19.5789 | 5.1361 | 20.0154 | 20.0154 | 19.4961 | 4.8423 | 20.1244 | 20.1244 | 19.3952 | 4.4493 | 20.3866 | 20.3866 | 18.9809 | 3.0794 | 20.5461 | 20.5461 | 18.7414 | 2.3841 | 20.6019 | 20.6019 | 18.6357 | 2.2769 | 20.5977 | 20.5977 | 18.5446 | 2.5541 | 19.2682 | 19.2682 | 19.2682 | 6.6255 | 19.2938 | 19.2938 | 19.2938 | 6.5329 | 19.3597 | 19.3597 | 19.3597 | 6.4514 | 19.43 | 19.43 | 19.43 | 6.3729 | 19.5073 | 19.5073 | 19.5073 | 6.2765 | 19.6017 | 19.6017 | 19.6017 | 6.1045 | 19.7173 | 19.7173 | 19.7173 | 5.9053 | 19.8549 | 19.8549 | 19.7831 | 5.552 | 20.0132 | 20.0132 | 19.6888 | 5.056 | 20.1549 | 20.1549 | 19.5695 | 4.3834 | 20.2817 | 20.2817 | 19.4501 | 4.0309 | 20.3995 | 20.3995 | 19.3469 | 3.8767 | 20.3988 | 20.3988 | 19.2708 | 3.7266 | 20.3658 | 20.3658 | 19.2157 | 3.5874 | 19.2684 | 19.2684 | 19.2684 | 6.6255 | 19.2758 | 19.2758 | 19.2758 | 6.4942 | 19.3405 | 19.3405 | 19.3405 | 6.3451 | 19.4258 | 19.4258 | 19.4258 | 6.1094 | 19.5227 | 19.5227 | 19.5227 | 5.9288 | 19.6295 | 19.6295 | 19.6295 | 5.6489 | 19.7455 | 19.7455 | 19.6608 | 5.3718 | 19.876 | 19.876 | 19.5914 | 5.1361 | 20.0154 | 20.0154 | 19.5062 | 4.8423 | 20.1196 | 20.1196 | 19.4058 | 4.4718 | 20.3603 | 20.3603 | 18.9957 | 3.1787 | 20.5072 | 20.5072 | 18.7608 | 2.5044 | 20.5593 | 20.5593 | 18.6536 | 2.3854 | 20.5561 | 20.5561 | 18.5652 | 2.6412 | 19.269 | 19.269 | 19.269 | 6.6255 | 19.274 | 19.274 | 19.274 | 6.4743 | 19.3447 | 19.3447 | 19.3447 | 6.321 | 19.444 | 19.444 | 19.444 | 6.0579 | 19.5681 | 19.5681 | 19.5681 | 5.8571 | 19.7152 | 19.7152 | 19.682 | 5.5392 | 19.8854 | 19.8854 | 19.5675 | 5.2071 | 20.0151 | 20.0151 | 19.4656 | 4.9132 | 20.1273 | 20.1273 | 19.3594 | 4.5988 | 20.2565 | 20.2565 | 19.2422 | 4.2804 | 20.5933 | 20.5933 | 18.6726 | 2.7608 | 20.8241 | 20.8241 | 17.994 | -0.10924 | 20.8946 | 20.8946 | 17.5541 | -2.0176 | 20.901 | 20.901 | 17.188 | -3.4245 | 19.269 | 19.269 | 19.269 | 6.6255 | 19.2539 | 19.2539 | 19.2539 | 6.5131 | 19.3396 | 19.3396 | 19.3396 | 6.3357 | 19.4349 | 19.4349 | 19.4349 | 6.0651 | 19.5487 | 19.5487 | 19.5487 | 5.8751 | 19.6764 | 19.6764 | 19.5595 | 5.5929 | 19.8036 | 19.8036 | 19.4089 | 5.317 | 19.8776 | 19.8776 | 19.3083 | 5.0981 | 19.9579 | 19.9579 | 19.2121 | 4.8361 | 20.064 | 20.064 | 19.0556 | 4.0986 | 20.3975 | 20.3975 | 18.2438 | 0.71728 | 20.5394 | 20.5394 | 17.4668 | -1.7511 | 20.5225 | 20.5225 | 17.1005 | -2.9791 | 20.4161 | 20.4161 | 17.0963 | -2.4224
KINGSWAY | BELFIELD | ROCHDALE | 391636 | 411724 | primary | best view | 41.4758 | 8.931 | 6.4189 | 38.8194 | 41.4673 | 7.9066 | 5.6827 | 38.8452 | 41.3453 | 6.8072 | 4.8925 | 38.7689 | 34.5959 | 5.696 | 4.0938 | 34.5959 | 27.7781 | 4.5734 | 3.287 | 27.7781 | 20.9245 | 3.4451 | 2.476 | 20.9245 | 20.282 | 3.3393 | 2.4 | 20.282 | 19.9478 | 3.2843 | 2.3605 | 19.9478 | 19.6229 | 3.2308 | 2.322 | 19.6229 | 19.229 | 3.1659 | 2.2754 | 19.229 | 18.2307 | 3.0015 | 2.1573 | 18.2307 | 27.7984 | 4.5768 | 3.2894 | 27.7984 | 43.0944 | 7.1109 | 5.1108 | 36.5837 | 43.4345 | 7.6876 | 5.5252 | 35.9953 | 41.4757 | 8.931 | 6.4189 | 38.8194 | 41.4299 | 7.9315 | 5.7005 | 38.948 | 41.4066 | 6.9049 | 4.9627 | 39.0068 | 35.51 | 5.8464 | 4.202 | 35.51 | 29.4116 | 4.8424 | 3.4803 | 29.4116 | 23.3292 | 3.841 | 2.7606 | 23.3292 | 23.2151 | 3.8222 | 2.7471 | 23.2151 | 23.1296 | 3.8081 | 2.737 | 23.1296 | 22.9518 | 3.7788 | 2.7159 | 22.9518 | 22.8193 | 3.757 | 2.7002 | 22.8193 | 23.0626 | 3.7971 | 2.729 | 23.0626 | 28.73 | 4.7302 | 3.3997 | 28.73 | 38.2077 | 6.2906 | 4.5212 | 38.2077 | 39.6823 | 6.5334 | 4.6957 | 38.2917 | 41.4758 | 8.931 | 6.4189 | 38.8194 | 41.4668 | 7.9075 | 5.6833 | 38.8457 | 41.3524 | 6.8084 | 4.8933 | 38.7698 | 34.603 | 5.6971 | 4.0946 | 34.603 | 27.7913 | 4.5756 | 3.2886 | 27.7913 | 20.9247 | 3.4451 | 2.4761 | 20.9247 | 20.3031 | 3.3427 | 2.4025 | 20.3031 | 19.9533 | 3.2852 | 2.3611 | 19.9533 | 19.6324 | 3.2323 | 2.3231 | 19.6324 | 19.2408 | 3.1678 | 2.2768 | 19.2408 | 18.4415 | 3.0363 | 2.1822 | 18.4415 | 28.2639 | 4.6534 | 3.3445 | 28.2639 | 42.6832 | 7.2078 | 5.1804 | 37.0946 | 42.9413 | 7.8293 | 5.6271 | 36.7717 | 41.4757 | 8.931 | 6.4189 | 38.8194 | 41.4583 | 7.9602 | 5.7212 | 38.8653 | 41.4775 | 6.9452 | 4.9916 | 38.8063 | 35.7996 | 5.8941 | 4.2362 | 35.7996 | 29.3528 | 4.8327 | 3.4734 | 29.3528 | 22.8473 | 3.7616 | 2.7036 | 22.8473 | 22.3587 | 3.6812 | 2.6457 | 22.3587 | 22.0338 | 3.6277 | 2.6073 | 22.0338 | 21.6271 | 3.5607 | 2.5592 | 21.6271 | 21.0846 | 3.4714 | 2.495 | 21.0846 | 19.9631 | 3.2868 | 2.3623 | 19.9631 | 26.8445 | 4.4197 | 3.1766 | 26.8445 | 40.1988 | 6.6184 | 4.7568 | 35.5343 | 43.2065 | 7.1136 | 5.1127 | 35.3871 | 41.4757 | 8.931 | 6.4189 | 38.8194 | 41.4665 | 8.9079 | 6.4023 | 38.858 | 41.4995 | 8.44 | 6.066 | 38.7736 | 41.5473 | 8.249 | 5.9287 | 38.6579 | 41.5851 | 8.0197 | 5.7639 | 38.586 | 41.6486 | 7.8035 | 5.6085 | 38.497 | 41.7429 | 7.5575 | 5.4317 | 38.3779 | 41.8648 | 7.5074 | 5.3957 | 38.2466 | 42.0047 | 7.4447 | 5.3507 | 38.0744 | 42.1538 | 7.3484 | 5.2814 | 37.8733 | 42.0886 | 6.9296 | 4.9804 | 36.761 | 40.087 | 6.6 | 4.7436 | 35.8498 | 40.429 | 6.6563 | 4.784 | 35.4932 | 40.4082 | 6.6529 | 4.7816 | 35.5634
KINKRY HILL | - | HARKER / HUTTON | 350800 | 575111 | primary | best view | 3.1026 | 3.1026 | 3.1026 | 2.3207 | 3.1033 | 3.1033 | 3.1033 | 2.318 | 3.1099 | 3.1099 | 3.1099 | 2.2892 | 3.1183 | 3.1183 | 3.1183 | 2.2545 | 3.1287 | 3.1287 | 3.1287 | 2.238 | 3.1408 | 3.1408 | 3.1408 | 2.1868 | 3.1545 | 3.1545 | 3.1545 | 2.1356 | 3.1706 | 3.1706 | 3.1706 | 2.0878 | 3.1889 | 3.1889 | 3.1889 | 2.0229 | 3.2111 | 3.2111 | 3.2111 | 1.9371 | 3.3064 | 3.3064 | 3.3064 | 1.6315 | 3.367 | 3.367 | 3.367 | 1.5079 | 3.3931 | 3.3931 | 3.3931 | 1.482 | 3.3978 | 3.3978 | 3.3978 | 1.5708 | 3.1025 | 3.1025 | 3.1025 | 2.3207 | 3.104 | 3.104 | 3.104 | 2.3205 | 3.1097 | 3.1097 | 3.1097 | 2.3043 | 3.1158 | 3.1158 | 3.1158 | 2.2852 | 3.1227 | 3.1227 | 3.1227 | 2.27 | 3.1313 | 3.1313 | 3.1313 | 2.2492 | 3.1416 | 3.1416 | 3.1416 | 2.2118 | 3.1537 | 3.1537 | 3.1537 | 2.1375 | 3.1674 | 3.1674 | 3.1674 | 2.0547 | 3.1826 | 3.1826 | 3.1826 | 1.9571 | 3.2135 | 3.2135 | 3.2135 | 1.8421 | 3.2377 | 3.2377 | 3.2377 | 1.7714 | 3.2528 | 3.2528 | 3.2528 | 1.6464 | 3.2612 | 3.2612 | 3.2612 | 1.5778 | 3.1026 | 3.1026 | 3.1026 | 2.3207 | 3.1033 | 3.1033 | 3.1033 | 2.318 | 3.1099 | 3.1099 | 3.1099 | 2.2892 | 3.1183 | 3.1183 | 3.1183 | 2.2545 | 3.1287 | 3.1287 | 3.1287 | 2.238 | 3.1408 | 3.1408 | 3.1408 | 2.1868 | 3.1545 | 3.1545 | 3.1545 | 2.1356 | 3.1706 | 3.1706 | 3.1706 | 2.0878 | 3.1889 | 3.1889 | 3.1889 | 2.0229 | 3.2093 | 3.2093 | 3.2093 | 1.9437 | 3.2964 | 3.2964 | 3.2964 | 1.6608 | 3.3558 | 3.3558 | 3.3558 | 1.5429 | 3.3814 | 3.3814 | 3.3814 | 1.5129 | 3.3867 | 3.3867 | 3.3867 | 1.5949 | 3.1027 | 3.1027 | 3.1027 | 2.3207 | 3.1036 | 3.1036 | 3.1036 | 2.3167 | 3.1118 | 3.1118 | 3.1118 | 2.2837 | 3.1232 | 3.1232 | 3.1232 | 2.2458 | 3.1387 | 3.1387 | 3.1387 | 2.2271 | 3.1583 | 3.1583 | 3.1583 | 2.1706 | 3.1818 | 3.1818 | 3.1818 | 2.1116 | 3.2104 | 3.2104 | 3.2104 | 2.0605 | 3.2434 | 3.2434 | 3.2434 | 2.0024 | 3.2827 | 3.2827 | 3.2827 | 1.9477 | 3.3856 | 3.3856 | 3.3856 | 1.7299 | 3.4452 | 3.4452 | 3.4452 | 1.5004 | 3.458 | 3.458 | 3.458 | 1.4217 | 3.4572 | 3.4572 | 3.4572 | 1.3925 | 3.1027 | 3.1027 | 3.1027 | 2.3207 | 3.1028 | 3.1028 | 3.1028 | 2.3194 | 3.115 | 3.115 | 3.115 | 2.2774 | 3.1278 | 3.1278 | 3.1278 | 2.237 | 3.1445 | 3.1445 | 3.1445 | 2.2001 | 3.1641 | 3.1641 | 3.1641 | 2.1417 | 3.1875 | 3.1875 | 3.1875 | 2.0862 | 3.2144 | 3.2144 | 3.2144 | 2.042 | 3.2447 | 3.2447 | 3.2447 | 1.9917 | 3.2793 | 3.2793 | 3.2793 | 1.9398 | 3.3654 | 3.3654 | 3.3654 | 1.7289 | 3.3939 | 3.3939 | 3.3939 | 1.6407 | 3.3884 | 3.3884 | 3.3884 | 1.6311 | 3.3749 | 3.3749 | 3.3749 | 1.6536
KIRKBY LONSDALE | KENDAL (PARKSIDE RD) | HARKER / HUTTON | 359833 | 478813 | primary | best view | 13.6856 | 13.6856 | 13.6856 | 6.5095 | 13.6872 | 13.6872 | 13.6872 | 6.5111 | 13.7647 | 13.7647 | 13.7647 | 6.3029 | 13.8537 | 13.8537 | 13.8537 | 6.1047 | 13.9134 | 13.9134 | 13.9134 | 5.9245 | 13.9599 | 13.9599 | 13.9599 | 5.9189 | 14.0109 | 14.0109 | 14.0109 | 5.7146 | 14.0684 | 14.0684 | 14.0684 | 5.5611 | 14.1309 | 14.1309 | 14.1309 | 5.4275 | 14.2058 | 14.2058 | 14.2058 | 5.1553 | 14.507 | 14.507 | 14.507 | 4.1485 | 14.7227 | 14.7227 | 14.7227 | 3.6734 | 14.838 | 14.838 | 14.838 | 3.5347 | 14.8997 | 14.8997 | 14.8997 | 3.7452 | 13.6855 | 13.6855 | 13.6855 | 6.5095 | 13.697 | 13.697 | 13.697 | 6.5327 | 13.7638 | 13.7638 | 13.7638 | 6.3181 | 13.8249 | 13.8249 | 13.8249 | 6.109 | 13.843 | 13.843 | 13.843 | 5.911 | 13.8666 | 13.8666 | 13.8666 | 5.8589 | 13.9015 | 13.9015 | 13.9015 | 5.5603 | 13.947 | 13.947 | 13.947 | 5.272 | 14.003 | 14.003 | 14.003 | 4.9566 | 14.0686 | 14.0686 | 14.0686 | 4.485 | 14.1598 | 14.1598 | 14.1598 | 4.286 | 14.2285 | 14.2285 | 14.2285 | 4.2471 | 14.2726 | 14.2726 | 14.2726 | 4.1281 | 14.2947 | 14.2947 | 14.2947 | 4.018 | 13.6856 | 13.6856 | 13.6856 | 6.5095 | 13.6872 | 13.6872 | 13.6872 | 6.5112 | 13.7646 | 13.7646 | 13.7646 | 6.303 | 13.8537 | 13.8537 | 13.8537 | 6.1047 | 13.9133 | 13.9133 | 13.9133 | 5.9246 | 13.96 | 13.96 | 13.96 | 5.9189 | 14.0111 | 14.0111 | 14.0111 | 5.7144 | 14.0687 | 14.0687 | 14.0687 | 5.5609 | 14.1312 | 14.1312 | 14.1312 | 5.4273 | 14.2008 | 14.2008 | 14.2008 | 5.1745 | 14.4743 | 14.4743 | 14.4743 | 4.2337 | 14.6623 | 14.6623 | 14.6623 | 3.782 | 14.7661 | 14.7661 | 14.7661 | 3.6367 | 14.8156 | 14.8156 | 14.8156 | 3.8355 | 13.6857 | 13.6857 | 13.6857 | 6.5095 | 13.6855 | 13.6855 | 13.6855 | 6.5207 | 13.7635 | 13.7635 | 13.7635 | 6.3269 | 13.8564 | 13.8564 | 13.8564 | 6.1434 | 13.9318 | 13.9318 | 13.9318 | 5.9799 | 13.9984 | 13.9984 | 13.9984 | 5.9786 | 14.0766 | 14.0766 | 14.0766 | 5.7466 | 14.1692 | 14.1692 | 14.1692 | 5.5219 | 14.2731 | 14.2731 | 14.2731 | 5.3279 | 14.3957 | 14.3957 | 14.3957 | 5.1014 | 14.8196 | 14.8196 | 14.8196 | 4.1654 | 15.0884 | 15.0884 | 15.0884 | 2.9973 | 15.1776 | 15.1776 | 15.1776 | 2.3572 | 15.1963 | 15.1963 | 15.1963 | 1.9066 | 13.6857 | 13.6857 | 13.6857 | 6.5095 | 13.6757 | 13.6757 | 13.6757 | 6.5468 | 13.796 | 13.796 | 13.796 | 6.3628 | 13.8812 | 13.8812 | 13.8812 | 6.2136 | 13.9359 | 13.9359 | 13.9359 | 6.095 | 13.9982 | 13.9982 | 13.9982 | 5.9792 | 14.0728 | 14.0728 | 14.0728 | 5.7801 | 14.1576 | 14.1576 | 14.1576 | 5.5997 | 14.2518 | 14.2518 | 14.2518 | 5.4408 | 14.3663 | 14.3663 | 14.3663 | 5.0804 | 14.7481 | 14.7481 | 14.7481 | 3.5113 | 14.9168 | 14.9168 | 14.9168 | 2.5605 | 14.9221 | 14.9221 | 14.9221 | 2.2046 | 14.8551 | 14.8551 | 14.3122 | 2.5189
KIRKBY MOOR | ULVERSTON | HARKER / HUTTON | 326099 | 483011 | primary | best view | 1.9311 | 1.9311 | 1.9311 | 1.9311 | 1.9346 | 1.9346 | 1.9346 | 1.9346 | 1.963 | 1.963 | 1.963 | 1.963 | 1.9959 | 1.9959 | 1.9959 | 1.9959 | 2.04 | 2.04 | 2.04 | 2.04 | 2.0744 | 2.0744 | 2.0744 | 2.0744 | 2.103 | 2.103 | 2.103 | 2.103 | 2.1363 | 2.1363 | 2.1363 | 2.1363 | 2.1737 | 2.1737 | 2.1737 | 2.1737 | 2.22 | 2.22 | 2.22 | 2.22 | 2.4166 | 2.4166 | 2.4166 | 2.4166 | 2.5617 | 2.5617 | 2.5617 | 2.5617 | 2.6462 | 2.6462 | 2.6462 | 2.6462 | 2.7005 | 2.7005 | 2.7005 | 2.7005 | 1.9308 | 1.9308 | 1.9308 | 1.9308 | 1.9408 | 1.9408 | 1.9408 | 1.9408 | 1.9696 | 1.9696 | 1.9696 | 1.9696 | 1.9954 | 1.9954 | 1.9954 | 1.9954 | 2.0263 | 2.0263 | 2.0263 | 2.0263 | 2.0581 | 2.0581 | 2.0581 | 2.0581 | 2.0818 | 2.0818 | 2.0818 | 2.0818 | 2.1077 | 2.1077 | 2.1077 | 2.1077 | 2.1355 | 2.1355 | 2.1355 | 2.1355 | 2.165 | 2.165 | 2.165 | 2.165 | 2.2554 | 2.2554 | 2.2554 | 2.2554 | 2.3231 | 2.3231 | 2.3231 | 2.3231 | 2.3769 | 2.3769 | 2.3769 | 2.3769 | 2.4164 | 2.4164 | 2.4164 | 2.4164 | 1.9311 | 1.9311 | 1.9311 | 1.9311 | 1.9345 | 1.9345 | 1.9345 | 1.9345 | 1.963 | 1.963 | 1.963 | 1.963 | 1.9958 | 1.9958 | 1.9958 | 1.9958 | 2.04 | 2.04 | 2.04 | 2.04 | 2.0744 | 2.0744 | 2.0744 | 2.0744 | 2.1032 | 2.1032 | 2.1032 | 2.1032 | 2.1366 | 2.1366 | 2.1366 | 2.1366 | 2.1741 | 2.1741 | 2.1741 | 2.1741 | 2.2166 | 2.2166 | 2.2166 | 2.2166 | 2.3939 | 2.3939 | 2.3939 | 2.3939 | 2.5181 | 2.5181 | 2.5181 | 2.5181 | 2.5942 | 2.5942 | 2.5942 | 2.5942 | 2.6377 | 2.6377 | 2.6377 | 2.6377 | 1.9304 | 1.9304 | 1.9304 | 1.9304 | 1.9362 | 1.9362 | 1.9362 | 1.9362 | 1.9728 | 1.9728 | 1.9728 | 1.9728 | 2.0198 | 2.0198 | 2.0198 | 2.0198 | 2.0679 | 2.0679 | 2.0679 | 2.0679 | 2.1072 | 2.1072 | 2.1072 | 2.1072 | 2.1539 | 2.1539 | 2.1539 | 2.1539 | 2.2096 | 2.2096 | 2.2096 | 2.2096 | 2.2727 | 2.2727 | 2.2727 | 2.2727 | 2.3477 | 2.3477 | 2.3477 | 2.3477 | 2.6329 | 2.6329 | 2.6329 | 2.6329 | 2.8398 | 2.8398 | 2.8398 | 2.8398 | 2.9374 | 2.9374 | 2.9374 | 2.9374 | 2.9363 | 2.9363 | 2.9363 | 2.9363 | 1.9304 | 1.9304 | 1.9304 | 1.9304 | 1.9357 | 1.9357 | 1.9357 | 1.9357 | 1.994 | 1.994 | 1.994 | 1.994 | 2.0482 | 2.0482 | 2.0482 | 2.0482 | 2.0829 | 2.0829 | 2.0829 | 2.0829 | 2.1233 | 2.1233 | 2.1233 | 2.1233 | 2.1711 | 2.1711 | 2.1711 | 2.1711 | 2.2256 | 2.2256 | 2.2256 | 2.2256 | 2.2869 | 2.2869 | 2.2869 | 2.2869 | 2.3616 | 2.3616 | 2.3616 | 2.3616 | 2.6258 | 2.6258 | 2.6258 | 2.6258 | 2.7706 | 2.7706 | 2.7706 | 2.7706 | 2.8047 | 2.8047 | 2.8047 | 2.8047 | 2.7882 | 2.7882 | 2.7882 | 2.7882
KIRKBY STEPHEN | PENRITH & SHAP | HARKER / HUTTON | 376579 | 509136 | primary | best view | 19.3433 | 19.3433 | 19.3433 | 11.4628 | 19.348 | 19.348 | 19.348 | 11.3579 | 19.383 | 19.383 | 19.383 | 11.1718 | 19.4336 | 19.4336 | 19.4336 | 10.9606 | 19.4865 | 19.4865 | 19.4865 | 10.7971 | 19.537 | 19.537 | 19.537 | 10.6156 | 19.5922 | 19.5922 | 19.5922 | 10.4077 | 19.6553 | 19.6553 | 19.6553 | 10.1914 | 19.7311 | 19.7311 | 19.7311 | 9.9389 | 19.8343 | 19.8343 | 19.8343 | 9.542 | 20.2327 | 20.2327 | 20.2327 | 8.0144 | 20.6388 | 20.6388 | 20.6388 | 7.0936 | 20.9207 | 20.9207 | 20.9207 | 6.6224 | 21.1531 | 21.1531 | 21.1531 | 6.7238 | 19.3431 | 19.3431 | 19.3431 | 11.4628 | 19.3496 | 19.3496 | 19.3496 | 11.4209 | 19.3865 | 19.3865 | 19.3865 | 11.2791 | 19.4234 | 19.4234 | 19.4234 | 11.1628 | 19.4617 | 19.4617 | 19.4617 | 11.0816 | 19.5086 | 19.5086 | 19.5086 | 10.9557 | 19.5687 | 19.5687 | 19.5687 | 10.7751 | 19.6324 | 19.6324 | 19.6324 | 10.5807 | 19.6884 | 19.6884 | 19.6884 | 10.3589 | 19.7569 | 19.7569 | 19.7569 | 10.0936 | 20.0195 | 20.0195 | 20.0195 | 9.3876 | 20.3142 | 20.3142 | 20.3142 | 8.4813 | 20.5636 | 20.5636 | 20.5636 | 7.707 | 20.715 | 20.715 | 20.715 | 7.179 | 19.3433 | 19.3433 | 19.3433 | 11.4628 | 19.3476 | 19.3476 | 19.3476 | 11.3581 | 19.3843 | 19.3843 | 19.3843 | 11.1713 | 19.4348 | 19.4348 | 19.4348 | 10.9602 | 19.4868 | 19.4868 | 19.4868 | 10.7968 | 19.5379 | 19.5379 | 19.5379 | 10.615 | 19.5945 | 19.5945 | 19.5945 | 10.4063 | 19.6577 | 19.6577 | 19.6577 | 10.1898 | 19.7307 | 19.7307 | 19.7307 | 9.9396 | 19.828 | 19.828 | 19.828 | 9.566 | 20.178 | 20.178 | 20.178 | 8.1343 | 20.4668 | 20.4668 | 20.4668 | 7.3096 | 20.6744 | 20.6744 | 20.6744 | 6.8796 | 20.8095 | 20.8095 | 20.8095 | 7.0291 | 19.3435 | 19.3435 | 19.3435 | 11.4628 | 19.3466 | 19.3466 | 19.3466 | 11.3304 | 19.3845 | 19.3845 | 19.3845 | 11.1218 | 19.4426 | 19.4426 | 19.4426 | 10.887 | 19.5085 | 19.5085 | 19.5085 | 10.6752 | 19.582 | 19.582 | 19.582 | 10.425 | 19.6698 | 19.6698 | 19.6698 | 10.1184 | 19.7736 | 19.7736 | 19.7736 | 9.8191 | 19.8904 | 19.8904 | 19.8904 | 9.5347 | 20.0289 | 20.0289 | 20.0289 | 9.225 | 20.6636 | 20.6636 | 20.6636 | 7.7086 | 21.2773 | 21.2773 | 21.2773 | 5.9889 | 21.6327 | 21.6327 | 21.0334 | 5.0554 | 21.7782 | 21.7782 | 20.8077 | 4.533 | 19.3435 | 19.3435 | 19.3435 | 11.4628 | 19.3381 | 19.3381 | 19.3381 | 11.3503 | 19.3831 | 19.3831 | 19.3831 | 11.1011 | 19.4361 | 19.4361 | 19.4361 | 10.8571 | 19.4893 | 19.4893 | 19.4893 | 10.6167 | 19.5576 | 19.5576 | 19.5576 | 10.3607 | 19.6478 | 19.6478 | 19.6478 | 10.0736 | 19.7559 | 19.7559 | 19.7559 | 9.8005 | 19.88 | 19.88 | 19.88 | 9.5256 | 20.0284 | 20.0284 | 20.0284 | 9.0281 | 20.6762 | 20.6762 | 20.6762 | 6.7479 | 21.1809 | 21.1809 | 20.9111 | 5.2792 | 21.3967 | 21.3967 | 20.5933 | 4.706 | 21.4268 | 21.4268 | 20.5967 | 5.0144
KIRKBY THORE | PENRITH & SHAP | HARKER / HUTTON | 364439 | 526672 | primary | best view | 29.8484 | 26.3159 | 18.9138 | 17.8252 | 29.8439 | 26.2843 | 18.8911 | 17.7312 | 29.905 | 26.2113 | 18.8386 | 17.5883 | 29.9875 | 26.0986 | 18.7576 | 17.3668 | 30.0815 | 26.0038 | 18.6894 | 17.2371 | 30.1799 | 25.8973 | 18.6129 | 17.0259 | 30.2815 | 25.7907 | 18.5363 | 16.8058 | 30.393 | 25.7356 | 18.4967 | 16.7399 | 30.5077 | 25.6659 | 18.4466 | 16.5787 | 30.6403 | 25.5636 | 18.373 | 16.2495 | 31.086 | 25.1232 | 18.0565 | 14.9779 | 31.4404 | 24.8151 | 17.8351 | 14.274 | 31.6871 | 24.5748 | 17.6624 | 13.8978 | 32.0006 | 24.4193 | 17.5507 | 13.9758 | 29.8506 | 26.3159 | 18.9138 | 17.8252 | 29.8502 | 26.3127 | 18.9115 | 17.8515 | 29.8968 | 26.2845 | 18.8912 | 17.7967 | 29.9534 | 26.2415 | 18.8603 | 17.7062 | 30.0134 | 26.2156 | 18.8416 | 17.7001 | 30.0867 | 26.1665 | 18.8064 | 17.5928 | 30.1752 | 26.1145 | 18.769 | 17.4419 | 30.2766 | 26.0884 | 18.7502 | 17.4151 | 30.3884 | 26.0441 | 18.7184 | 17.2945 | 30.4618 | 25.9863 | 18.6769 | 17.0901 | 30.6226 | 25.8138 | 18.5529 | 16.5825 | 30.7899 | 25.5977 | 18.3976 | 15.8932 | 30.9486 | 25.3919 | 18.2497 | 15.2591 | 31.0692 | 25.2377 | 18.1388 | 14.8901 | 29.8484 | 26.3159 | 18.9138 | 17.8252 | 29.8438 | 26.2844 | 18.8911 | 17.7313 | 29.9047 | 26.2115 | 18.8387 | 17.5885 | 29.987 | 26.0993 | 18.7581 | 17.3671 | 30.0808 | 26.005 | 18.6903 | 17.2376 | 30.1801 | 25.8988 | 18.614 | 17.0257 | 30.2836 | 25.8102 | 18.5503 | 16.8044 | 30.3954 | 25.7593 | 18.5137 | 16.7383 | 30.5104 | 25.6848 | 18.4602 | 16.5768 | 30.6312 | 25.5787 | 18.3839 | 16.2654 | 31.036 | 25.1359 | 18.0657 | 15.0938 | 31.2662 | 24.8479 | 17.8587 | 14.4962 | 31.453 | 24.6142 | 17.6907 | 14.154 | 31.6554 | 24.4808 | 17.5949 | 14.2953 | 29.8483 | 26.3159 | 18.9138 | 17.8252 | 29.842 | 26.2799 | 18.8879 | 17.7263 | 29.8969 | 26.2018 | 18.8317 | 17.5848 | 29.9787 | 26.0716 | 18.7382 | 17.3568 | 30.0741 | 25.9543 | 18.6539 | 17.2001 | 30.1791 | 25.8071 | 18.5481 | 16.9436 | 30.2929 | 25.6655 | 18.4463 | 16.6556 | 30.4174 | 25.5626 | 18.3723 | 16.5299 | 30.5447 | 25.4592 | 18.298 | 16.3465 | 30.6823 | 25.3258 | 18.2021 | 16.0892 | 31.4156 | 24.7252 | 17.7705 | 14.945 | 32.3887 | 24.1414 | 17.3509 | 13.5605 | 32.6381 | 23.7694 | 17.0836 | 12.9021 | 32.7527 | 23.5216 | 16.9054 | 12.6186 | 29.8483 | 26.3159 | 18.9138 | 17.8252 | 29.8341 | 26.2862 | 18.8924 | 17.7465 | 29.9236 | 26.2091 | 18.837 | 17.567 | 30.0104 | 26.0805 | 18.7446 | 17.3336 | 30.1053 | 25.9597 | 18.6578 | 17.154 | 30.2064 | 25.59 | 18.3921 | 16.893 | 30.3216 | 25.3799 | 18.241 | 16.6214 | 30.9434 | 25.2072 | 18.1169 | 16.0153 | 31.042 | 25.1455 | 18.0726 | 15.8831 | 31.1982 | 25.0578 | 18.0096 | 15.5271 | 31.9449 | 24.4576 | 17.5782 | 14.0673 | 32.4542 | 23.8178 | 17.1184 | 13.0239 | 32.5517 | 23.4597 | 16.8609 | 12.6722 | 32.4747 | 23.4775 | 16.8737 | 13.0557
KIRKHALL LANE | ATHERTON | KEARSLEY | 365510 | 401069 | primary | best view | 21.3522 | 12.017 | 8.6369 | 8.5784 | 21.3326 | 11.8713 | 8.5322 | 8.3295 | 21.3677 | 11.819 | 8.4945 | 8.216 | 21.4339 | 11.7032 | 8.4113 | 7.9793 | 21.5064 | 11.62 | 8.3515 | 7.5993 | 21.5832 | 11.4868 | 8.2558 | 7.3994 | 21.6647 | 11.3386 | 8.1493 | 7.1332 | 21.7555 | 11.2112 | 8.0577 | 6.8493 | 21.8539 | 11.0564 | 7.9464 | 6.5529 | 21.9695 | 10.9097 | 7.841 | 6.1647 | 22.447 | 10.2654 | 7.3779 | 4.8643 | 22.7784 | 10.0042 | 7.1902 | 4.4429 | 22.9418 | 10.5184 | 7.5598 | 4.4077 | 23.019 | 10.4175 | 7.4873 | 4.6821 | 21.3518 | 12.017 | 8.6369 | 8.5784 | 21.3203 | 11.9477 | 8.587 | 8.6224 | 21.3309 | 11.963 | 8.598 | 8.6404 | 21.3576 | 11.8816 | 8.5396 | 8.5649 | 21.3836 | 11.7826 | 8.4684 | 8.3759 | 21.4181 | 11.7141 | 8.4192 | 8.3114 | 21.4673 | 11.669 | 8.3867 | 8.1544 | 21.5277 | 11.6048 | 8.3406 | 7.9563 | 21.5997 | 11.5016 | 8.2665 | 7.7339 | 21.6828 | 11.4125 | 8.2024 | 7.4559 | 21.8621 | 11.1478 | 8.0121 | 6.6632 | 21.9873 | 11.016 | 7.9174 | 6.2855 | 22.0523 | 11.2865 | 8.1118 | 6.0301 | 22.0873 | 11.5235 | 8.2821 | 5.837 | 21.3522 | 12.017 | 8.6369 | 8.5784 | 21.3326 | 11.848 | 8.5154 | 8.3295 | 21.3677 | 11.8358 | 8.5066 | 8.216 | 21.4339 | 11.7324 | 8.4323 | 7.9793 | 21.5064 | 11.6358 | 8.3629 | 7.5993 | 21.5832 | 11.5041 | 8.2682 | 7.3994 | 21.6647 | 11.3589 | 8.1639 | 7.1332 | 21.7555 | 11.2338 | 8.074 | 6.8493 | 21.8539 | 11.0796 | 7.9631 | 6.5529 | 21.9606 | 10.9414 | 7.8638 | 6.2024 | 22.4006 | 10.3232 | 7.4195 | 5.0379 | 22.7099 | 10.0968 | 7.2568 | 4.6498 | 22.8656 | 10.5959 | 7.6155 | 4.6118 | 22.947 | 10.497 | 7.5444 | 4.8464 | 21.3525 | 12.017 | 8.6369 | 8.5784 | 21.3286 | 11.9678 | 8.6015 | 8.3451 | 21.3681 | 11.8482 | 8.5155 | 8.2582 | 21.4478 | 11.6448 | 8.3693 | 8.0519 | 21.5395 | 11.4135 | 8.2031 | 7.7216 | 21.6477 | 11.199 | 8.0489 | 7.577 | 21.7738 | 10.964 | 7.88 | 7.3722 | 21.9212 | 10.7817 | 7.7491 | 7.1939 | 22.0797 | 10.5769 | 7.6018 | 7.0104 | 22.267 | 10.371 | 7.4539 | 6.7891 | 22.8624 | 9.3747 | 6.7378 | 5.205 | 23.333 | 8.1404 | 5.8507 | 1.0447 | 23.5688 | 7.7376 | 5.5612 | -2.3453 | 23.6838 | 7.0229 | 5.0475 | -4.595 | 21.3525 | 12.017 | 8.6369 | 8.5784 | 21.313 | 11.8397 | 8.5094 | 8.3904 | 21.3702 | 11.8358 | 8.5066 | 8.2337 | 21.4416 | 11.6823 | 8.3963 | 8.0313 | 21.5283 | 11.372 | 8.1733 | 7.7228 | 21.6248 | 10.9821 | 7.8931 | 7.6223 | 21.739 | 10.8534 | 7.8006 | 7.459 | 21.8681 | 10.861 | 7.806 | 7.3424 | 22.021 | 10.7785 | 7.7467 | 7.1504 | 22.2012 | 10.6183 | 7.6316 | 6.5919 | 22.7928 | 10.0063 | 7.1917 | 1.8191 | 23.1201 | 8.9418 | 6.4266 | -1.9098 | 23.1917 | 8.3441 | 5.997 | -4.1531 | 23.0788 | 8.3033 | 5.9678 | -3.4408
KITT GREEN | ORRELL | WASHWAY FARM / KIRKBY | 354934 | 405497 | primary | best view | 31.9329 | 13.2156 | 9.6406 | 11.9612 | 31.9183 | 13.1548 | 9.5962 | 11.8306 | 31.963 | 13.0786 | 9.5407 | 11.6848 | 32.0338 | 12.9681 | 9.4601 | 11.4551 | 32.0969 | 12.8539 | 9.3767 | 11.2532 | 32.1533 | 12.7567 | 9.3059 | 11.0616 | 32.2031 | 12.6849 | 9.2535 | 10.8887 | 32.2655 | 12.6206 | 9.2066 | 10.6965 | 32.3333 | 12.5489 | 9.1542 | 10.5102 | 32.4105 | 12.4698 | 9.0965 | 10.2715 | 40.8972 | 10.8082 | 7.8844 | 1.3629 | 42.3388 | 10.4891 | 7.6516 | 0.031436 | 43.1596 | 10.4473 | 7.6212 | -0.47951 | 43.5606 | 10.4202 | 7.6014 | -0.35517 | 31.9328 | 13.2156 | 9.6406 | 11.9612 | 31.8703 | 13.2085 | 9.6354 | 12.0775 | 31.8491 | 13.1858 | 9.6189 | 12.1474 | 31.8407 | 13.1291 | 9.5775 | 12.1675 | 31.8199 | 13.0888 | 9.5481 | 12.23 | 31.7858 | 13.0392 | 9.512 | 12.2771 | 31.7767 | 12.9969 | 9.4811 | 12.2792 | 31.787 | 12.9643 | 9.4573 | 12.2252 | 31.8155 | 12.9317 | 9.4335 | 12.131 | 31.8605 | 12.8839 | 9.3986 | 11.9854 | 32.2079 | 12.7131 | 9.274 | 11.4376 | 32.7076 | 12.6307 | 9.2139 | 11.0151 | 33.2996 | 12.5915 | 9.1853 | 10.6394 | 33.8172 | 12.4871 | 9.1092 | 10.3673 | 31.9329 | 13.2156 | 9.6406 | 11.9612 | 31.9176 | 13.1542 | 9.5958 | 11.831 | 31.9614 | 13.078 | 9.5402 | 11.6856 | 32.0314 | 12.9673 | 9.4595 | 11.4563 | 32.0938 | 12.8525 | 9.3757 | 11.2548 | 32.1543 | 12.7553 | 9.3048 | 11.0611 | 32.2131 | 12.6826 | 9.2518 | 10.8836 | 32.2772 | 12.6187 | 9.2052 | 10.6904 | 32.3465 | 12.5445 | 9.151 | 10.5034 | 32.4201 | 12.4694 | 9.0963 | 10.282 | 40.7695 | 10.8351 | 7.904 | 1.5099 | 41.7999 | 10.5723 | 7.7123 | 0.46144 | 42.4378 | 10.5474 | 7.6942 | 0.07488 | 42.4514 | 10.5647 | 7.7068 | 0.44465 | 31.9331 | 13.2156 | 9.6406 | 11.9612 | 31.9106 | 13.1531 | 9.595 | 11.853 | 31.9589 | 13.0611 | 9.5279 | 11.7291 | 32.0415 | 12.8848 | 9.3993 | 11.5153 | 32.1016 | 12.7307 | 9.2869 | 11.3327 | 32.1879 | 12.5666 | 9.1672 | 11.1398 | 32.3055 | 12.4057 | 9.0498 | 10.9467 | 32.4547 | 12.2452 | 8.9327 | 10.7214 | 32.6082 | 12.0906 | 8.8199 | 10.5252 | 32.7859 | 11.9326 | 8.7047 | 10.2936 | 42.6345 | 9.6691 | 7.0535 | 0.082706 | 47.4335 | 8.383 | 6.1153 | -6.224 | 48.354 | 7.8435 | 5.7217 | -8.6488 | 46.4111 | 7.5283 | 5.4918 | -9.5791 | 31.9331 | 13.2156 | 9.6406 | 11.9612 | 31.9119 | 13.1631 | 9.6023 | 11.8798 | 31.9835 | 13.0186 | 9.4969 | 11.721 | 32.0831 | 12.7474 | 9.299 | 11.5034 | 32.1606 | 12.4462 | 9.0794 | 11.3238 | 32.2858 | 12.0581 | 8.7962 | 11.1341 | 32.452 | 11.9327 | 8.7047 | 10.9341 | 32.6535 | 11.8645 | 8.655 | 10.6973 | 32.8926 | 11.794 | 8.6036 | 10.4453 | 42.9215 | 10.0329 | 7.3189 | 0.011686 | 43.3845 | 9.5458 | 6.9635 | -2.3875 | 44.5835 | 8.8549 | 6.4595 | -4.9624 | 45.3084 | 8.3938 | 6.1231 | -6.6155 | 44.8496 | 8.4573 | 6.1695 | -5.7567
KNOTT MILL | BLOOM ST | SOUTH MANCHESTER | 383136 | 397725 | primary | best view | 31.6672 | 7.0248 | 5.1245 | 10.6045 | 31.645 | 6.849 | 4.9962 | 9.658 | 31.6951 | 6.7314 | 4.9105 | 9.1311 | 31.7938 | 6.4659 | 4.7167 | 8.4232 | 31.884 | 6.1518 | 4.4877 | 7.7177 | 31.9764 | 5.8535 | 4.2701 | 7.1634 | 32.0722 | 5.6848 | 4.147 | 6.854 | 32.1745 | 5.6636 | 4.1315 | 6.5765 | 32.2818 | 5.6218 | 4.101 | 6.3151 | 32.4043 | 5.5417 | 4.0426 | 5.9267 | 31.4304 | 5.0983 | 3.7192 | 4.491 | 29.5586 | 4.7947 | 3.4977 | 3.6462 | 33.1573 | 5.3853 | 3.9285 | 3.2838 | 33.2031 | 6.0945 | 4.4459 | 3.3352 | 31.667 | 7.0248 | 5.1245 | 10.6045 | 31.6286 | 6.9554 | 5.0739 | 10.2157 | 31.6463 | 6.912 | 5.0422 | 9.9947 | 31.7109 | 6.7685 | 4.9376 | 9.6833 | 31.7694 | 6.5516 | 4.7793 | 9.3786 | 31.8429 | 6.4096 | 4.6757 | 9.1127 | 31.9489 | 6.3529 | 4.6344 | 8.893 | 32.0882 | 6.293 | 4.5906 | 8.6597 | 32.2446 | 6.2155 | 4.5341 | 8.3982 | 32.3728 | 6.1314 | 4.4728 | 8.0522 | 32.5944 | 5.848 | 4.266 | 7.2621 | 32.6722 | 5.7035 | 4.1606 | 6.636 | 32.7021 | 6.2543 | 4.5624 | 6.2125 | 32.705 | 6.8853 | 5.0227 | 5.9129 | 31.6672 | 7.0248 | 5.1245 | 10.6045 | 31.645 | 6.8494 | 4.9965 | 9.658 | 31.6951 | 6.7331 | 4.9117 | 9.1311 | 31.7938 | 6.4705 | 4.7202 | 8.4232 | 31.884 | 6.1568 | 4.4913 | 7.7177 | 31.9764 | 5.8615 | 4.2759 | 7.1634 | 32.0722 | 5.709 | 4.1646 | 6.854 | 32.1745 | 5.6351 | 4.1107 | 6.5765 | 32.2818 | 5.6055 | 4.0891 | 6.3151 | 32.3985 | 5.5345 | 4.0374 | 5.9494 | 31.508 | 5.1109 | 3.7283 | 4.5863 | 29.6723 | 4.8131 | 3.5111 | 3.7618 | 33.1071 | 5.4062 | 3.9438 | 3.3914 | 33.1528 | 6.1134 | 4.4596 | 3.4246 | 31.6678 | 7.0248 | 5.1245 | 10.6045 | 31.635 | 6.8456 | 4.9938 | 9.6623 | 31.6785 | 6.7422 | 4.9184 | 9.1524 | 31.778 | 6.4041 | 4.6717 | 8.455 | 31.8769 | 5.9295 | 4.3255 | 7.7442 | 31.9852 | 5.5092 | 4.0189 | 7.1602 | 32.1046 | 5.3505 | 3.9031 | 6.7891 | 32.002 | 5.191 | 3.7868 | 6.4425 | 30.9417 | 5.019 | 3.6613 | 6.1525 | 29.9453 | 4.8574 | 3.5434 | 5.8099 | 24.6271 | 3.9948 | 2.9141 | 4.0653 | 18.4615 | 2.9946 | 2.1845 | 0.7799 | 19.0848 | 3.0957 | 2.2583 | -1.6611 | 20.4079 | 3.3104 | 2.4149 | -3.489 | 31.6678 | 7.0248 | 5.1245 | 10.6045 | 31.6076 | 6.8594 | 5.0038 | 9.7216 | 31.6483 | 6.6124 | 4.8237 | 9.1707 | 31.728 | 6.1716 | 4.5021 | 8.4993 | 31.8042 | 6.0398 | 4.4059 | 7.8071 | 31.8838 | 5.8359 | 4.2572 | 7.2649 | 31.9737 | 5.6617 | 4.1302 | 6.9555 | 32.0708 | 5.5403 | 4.0416 | 6.6801 | 32.1744 | 5.3997 | 3.939 | 6.4434 | 31.9065 | 5.1756 | 3.7755 | 5.6544 | 25.3343 | 4.1095 | 2.9978 | 1.8794 | 20.3416 | 3.2996 | 2.407 | -1.0589 | 27.2035 | 4.4127 | 3.219 | -2.7049 | 26.8495 | 4.3553 | 3.1771 | -2.2584
LAMBERHEAD | ORRELL | WASHWAY FARM / KIRKBY | 355516 | 404030 | primary | best view | 22.0138 | 10.3569 | 7.5552 | 16.4816 | 22.0576 | 10.2328 | 7.4647 | 16.0714 | 22.1368 | 10.1058 | 7.3721 | 15.6878 | 22.2105 | 9.9273 | 7.2418 | 15.2422 | 22.3061 | 9.7667 | 7.1247 | 14.7773 | 22.412 | 9.621 | 7.0184 | 14.3043 | 22.5267 | 9.4742 | 6.9113 | 13.8307 | 22.6568 | 9.3387 | 6.8125 | 13.3319 | 22.7985 | 9.1884 | 6.7028 | 12.8268 | 22.964 | 9.0354 | 6.5912 | 12.2279 | 23.6844 | 8.653 | 6.3122 | 10.1806 | 24.2475 | 10.444 | 7.6187 | 9.2457 | 24.6045 | 13.5272 | 9.8679 | 9.1247 | 24.876 | 14.1839 | 10.347 | 9.3887 | 22.0156 | 10.3569 | 7.5552 | 16.4816 | 22.087 | 10.305 | 7.5174 | 16.4233 | 22.1371 | 10.2424 | 7.4717 | 16.3013 | 22.1906 | 10.158 | 7.4101 | 16.1691 | 22.2531 | 10.0845 | 7.3565 | 16.0362 | 22.3274 | 9.9967 | 7.2924 | 15.8564 | 22.4137 | 9.9049 | 7.2255 | 15.6152 | 22.5116 | 9.828 | 7.1694 | 15.317 | 22.6207 | 9.7377 | 7.1035 | 14.9709 | 22.7407 | 9.6188 | 7.0167 | 14.4499 | 23.0023 | 9.5123 | 6.9391 | 13.3706 | 23.2026 | 10.6756 | 7.7877 | 12.7597 | 23.3547 | 12.6524 | 9.2298 | 12.5988 | 23.4712 | 12.9886 | 9.475 | 12.643 | 22.0138 | 10.3569 | 7.5552 | 16.4816 | 22.0575 | 10.2317 | 7.4639 | 16.0715 | 22.1367 | 10.1044 | 7.371 | 15.6879 | 22.2103 | 9.9247 | 7.2399 | 15.2424 | 22.3059 | 9.7639 | 7.1226 | 14.7775 | 22.4121 | 9.6179 | 7.0161 | 14.3042 | 22.5275 | 9.472 | 6.9097 | 13.8302 | 22.6577 | 9.335 | 6.8097 | 13.3313 | 22.7996 | 9.1856 | 6.7008 | 12.8262 | 22.9509 | 9.042 | 6.596 | 12.286 | 23.5991 | 8.6929 | 6.3413 | 10.4343 | 24.0858 | 10.5057 | 7.6638 | 9.5932 | 24.4091 | 13.5961 | 9.9182 | 9.4768 | 24.642 | 14.2533 | 10.3976 | 9.7322 | 22.0121 | 10.3569 | 7.5552 | 16.4816 | 22.0666 | 10.2539 | 7.4801 | 16.0858 | 22.1527 | 10.1312 | 7.3906 | 15.7171 | 22.2533 | 9.9286 | 7.2428 | 15.2835 | 22.3927 | 9.724 | 7.0935 | 14.8512 | 22.56 | 9.5072 | 6.9353 | 14.4045 | 22.7541 | 9.3078 | 6.7899 | 13.961 | 22.9829 | 9.111 | 6.6463 | 13.4958 | 23.2391 | 8.9116 | 6.5009 | 13.065 | 23.5402 | 8.7002 | 6.3467 | 12.6115 | 24.6766 | 7.7839 | 5.6782 | 9.7731 | 25.5702 | 8.6603 | 6.3176 | 4.7297 | 26.0653 | 10.9644 | 7.9984 | 0.88303 | 26.3399 | 11.0548 | 8.0644 | -1.5879 | 22.0121 | 10.3569 | 7.5552 | 16.4816 | 22.0602 | 10.2384 | 7.4688 | 16.0935 | 22.1822 | 10.0029 | 7.297 | 15.5524 | 22.2989 | 9.6197 | 7.0174 | 15.0569 | 22.4475 | 9.3262 | 6.8034 | 14.6016 | 22.6147 | 9.0013 | 6.5663 | 14.1715 | 22.8115 | 8.6928 | 6.3412 | 13.7473 | 23.0318 | 8.6772 | 6.3299 | 13.3293 | 23.2838 | 8.6587 | 6.3164 | 12.7818 | 23.6123 | 8.4987 | 6.1997 | 11.5058 | 24.7758 | 13.2977 | 9.7005 | 5.6318 | 25.4794 | 12.1592 | 8.87 | 1.2389 | 25.7128 | 11.4969 | 8.3868 | -1.1262 | 25.6493 | 11.4875 | 8.38 | -0.17386
LANCASTER | LANCASTER | HEYSHAM | 348644 | 463628 | primary | best view | 23.9057 | 3.9359 | 2.8288 | 7.4111 | 22.9209 | 3.7737 | 2.7123 | 6.5574 | 22.5321 | 3.7097 | 2.6663 | 6.2654 | 21.8726 | 3.6012 | 2.5882 | 5.798 | 19.5022 | 3.2109 | 2.3077 | 3.6188 | 18.9405 | 3.1184 | 2.2413 | 3.38 | 18.0242 | 2.9676 | 2.1328 | 2.9754 | 17.003 | 2.7994 | 2.012 | 2.2733 | 16.4893 | 2.7148 | 1.9512 | 2.0553 | 15.5258 | 2.5562 | 1.8372 | 1.4894 | 12.9407 | 2.1306 | 1.5313 | -0.91395 | 19.2477 | 3.169 | 2.2776 | -3.3629 | 31.9333 | 5.5846 | 4.0138 | -4.7346 | 32.2922 | 6.6651 | 4.7903 | -2.5689 | 23.9057 | 3.9359 | 2.8288 | 7.4111 | 23.636 | 3.8915 | 2.7969 | 7.2432 | 23.0663 | 3.7977 | 2.7295 | 7.1234 | 22.6178 | 3.7239 | 2.6764 | 6.9109 | 22.2846 | 3.669 | 2.637 | 6.6009 | 22.1319 | 3.6438 | 2.6189 | 6.4909 | 21.5383 | 3.5461 | 2.5487 | 6.1667 | 20.5155 | 3.3777 | 2.4276 | 5.5594 | 20.2007 | 3.3259 | 2.3904 | 5.3275 | 19.7376 | 3.2496 | 2.3356 | 4.8574 | 18.9673 | 3.1228 | 2.2444 | 3.3243 | 23.6016 | 3.8858 | 2.7928 | 2.1591 | 28.3238 | 5.4027 | 3.883 | 0.6148 | 28.5982 | 6.1166 | 4.3961 | 1.6749 | 23.9057 | 3.9359 | 2.8288 | 7.4111 | 22.9209 | 3.7737 | 2.7123 | 6.5576 | 22.531 | 3.7096 | 2.6661 | 6.2658 | 21.8734 | 3.6013 | 2.5883 | 5.7986 | 19.5037 | 3.2111 | 2.3079 | 3.6195 | 18.939 | 3.1182 | 2.2411 | 3.3798 | 18.0462 | 2.9712 | 2.1354 | 2.973 | 17.0382 | 2.8052 | 2.0162 | 2.2705 | 16.5153 | 2.7191 | 1.9543 | 2.0522 | 15.5929 | 2.5673 | 1.8451 | 1.5368 | 13.1776 | 2.1696 | 1.5593 | -0.67231 | 19.6939 | 3.2424 | 2.3304 | -2.9317 | 31.5204 | 5.6789 | 4.0815 | -4.1925 | 31.7025 | 6.7552 | 4.8551 | -2.0855 | 23.9057 | 3.9359 | 2.8288 | 7.4111 | 22.9104 | 3.772 | 2.711 | 6.5592 | 21.6018 | 3.5566 | 2.5562 | 6.2893 | 19.9646 | 3.287 | 2.3624 | 5.8427 | 16.7866 | 2.7638 | 1.9864 | 3.7679 | 15.3571 | 2.5284 | 1.8172 | 3.5613 | 13.6765 | 2.2517 | 1.6184 | 3.1752 | 11.5056 | 1.8943 | 1.3615 | 1.3488 | 10.9359 | 1.8005 | 1.2941 | 1.2873 | 10.0209 | 1.6499 | 1.1858 | 0.97408 | 5.9806 | 0.98466 | 0.70769 | -1.746 | 6.8929 | 1.1349 | 0.81565 | -8.0529 | 16.6292 | 2.7379 | 1.9678 | -12.8786 | 20.0351 | 3.2986 | 2.3708 | -12.9838 | 23.9057 | 3.9359 | 2.8288 | 7.4111 | 23.0279 | 3.7914 | 2.7249 | 6.6284 | 22.5658 | 3.7153 | 2.6703 | 6.2395 | 21.4503 | 3.5316 | 2.5383 | 5.8009 | 20.179 | 3.3223 | 2.3878 | 5.2716 | 15.927 | 2.6223 | 1.8847 | 2.3266 | 13.6986 | 2.2554 | 1.621 | 2.091 | 13.0855 | 2.1544 | 1.5484 | 1.561 | 13.0064 | 2.1414 | 1.5391 | 1.4735 | 12.6307 | 2.0796 | 1.4946 | 0.35947 | 31.6565 | 5.212 | 3.746 | -5.8317 | 23.7215 | 3.9056 | 2.807 | -10.6002 | 21.783 | 3.5864 | 2.5776 | -14.2335 | 24.5256 | 4.038 | 2.9022 | -10.8936
LANGLEY | CHADDERTON | WHITEGATE | 386421 | 406330 | primary | best view | 31.5801 | 12.8715 | 9.251 | 13.7368 | 31.577 | 12.4093 | 8.9188 | 13.6738 | 31.6281 | 12.229 | 8.7892 | 13.4155 | 31.7069 | 12.0549 | 8.6641 | 13.0879 | 31.7947 | 11.8576 | 8.5223 | 12.687 | 31.8895 | 11.673 | 8.3896 | 12.2524 | 31.9903 | 11.5474 | 8.2993 | 11.8411 | 32.102 | 11.4227 | 8.2097 | 11.3629 | 32.2218 | 11.2818 | 8.1084 | 10.8533 | 32.3609 | 11.1181 | 7.9908 | 10.2606 | 32.9199 | 10.4526 | 7.5125 | 7.9984 | 33.3622 | 10.222 | 7.3467 | 6.7386 | 33.6407 | 10.6176 | 7.6311 | 6.295 | 33.8423 | 10.7588 | 7.7325 | 6.3077 | 31.5797 | 12.8715 | 9.251 | 13.7368 | 31.577 | 12.4193 | 8.926 | 13.6596 | 31.6131 | 12.2685 | 8.8176 | 13.446 | 31.6658 | 12.0567 | 8.6654 | 13.3336 | 31.7201 | 12.0353 | 8.65 | 13.0574 | 31.7858 | 11.8904 | 8.5458 | 12.7624 | 31.871 | 11.8176 | 8.4936 | 12.4717 | 31.9751 | 11.7292 | 8.43 | 12.0982 | 32.0984 | 11.6144 | 8.3475 | 11.6689 | 32.2154 | 11.4963 | 8.2626 | 11.2413 | 32.4712 | 11.2118 | 8.0581 | 9.8252 | 32.6618 | 11.1163 | 7.9895 | 8.7461 | 32.8112 | 11.3661 | 8.169 | 8.0563 | 32.9313 | 11.3692 | 8.1713 | 7.5212 | 31.5801 | 12.8715 | 9.251 | 13.7368 | 31.577 | 12.4164 | 8.9239 | 13.6739 | 31.628 | 12.2354 | 8.7938 | 13.4155 | 31.7068 | 12.0628 | 8.6698 | 13.088 | 31.7945 | 11.8622 | 8.5256 | 12.6871 | 31.8895 | 11.678 | 8.3932 | 12.2523 | 31.991 | 11.5539 | 8.304 | 11.8406 | 32.1028 | 11.4308 | 8.2155 | 11.3624 | 32.2227 | 11.2896 | 8.114 | 10.8528 | 32.3529 | 11.1333 | 8.0018 | 10.3048 | 32.865 | 10.4934 | 7.5418 | 8.1922 | 33.2528 | 10.2762 | 7.3857 | 6.9892 | 33.5155 | 10.6745 | 7.6719 | 6.534 | 33.6893 | 10.8159 | 7.7736 | 6.5264 | 31.5806 | 12.8715 | 9.251 | 13.7368 | 31.5736 | 12.0179 | 8.6375 | 13.6551 | 31.6287 | 11.7507 | 8.4454 | 13.3784 | 31.7199 | 11.3633 | 8.167 | 13.0418 | 31.8304 | 11.0091 | 7.9124 | 12.6204 | 31.96 | 10.645 | 7.6508 | 12.1562 | 32.1086 | 10.4693 | 7.5245 | 11.6961 | 32.2778 | 10.2908 | 7.3962 | 11.1483 | 32.4577 | 10.1057 | 7.2632 | 10.6327 | 32.6682 | 9.9365 | 7.1416 | 10.126 | 33.4341 | 8.865 | 6.3715 | 7.1548 | 34.1488 | 7.423 | 5.3351 | 1.0536 | 34.5873 | 6.5348 | 4.6967 | -3.7436 | 34.8564 | 5.7912 | 4.1623 | -7.3354 | 31.5806 | 12.8715 | 9.251 | 13.7368 | 31.5488 | 12.4736 | 8.965 | 13.736 | 31.6115 | 12.1308 | 8.7187 | 13.3917 | 31.6931 | 12.1239 | 8.7137 | 13.0327 | 31.7908 | 11.9377 | 8.5799 | 12.6637 | 31.8939 | 11.6627 | 8.3822 | 12.2509 | 32.0173 | 11.484 | 8.2538 | 11.8434 | 32.1577 | 11.3504 | 8.1577 | 11.3761 | 32.319 | 11.2031 | 8.0519 | 10.8262 | 32.5468 | 10.9007 | 7.8346 | 9.3906 | 33.3971 | 9.9764 | 7.1703 | 2.5397 | 33.9519 | 8.5984 | 6.1799 | -2.9447 | 34.1801 | 8.1063 | 5.8261 | -6.221 | 34.1422 | 8.0189 | 5.7633 | -5.7197
LANGROYD RD | NELSON | PADIHAM | 389077 | 440584 | primary | best view | 30.3592 | 13.089 | 9.5482 | 15.1675 | 30.3501 | 13.036 | 9.5095 | 15.0245 | 30.4032 | 12.8458 | 9.3709 | 14.8092 | 30.4732 | 12.7192 | 9.2785 | 14.5145 | 30.5573 | 12.6177 | 9.2044 | 14.1803 | 30.6544 | 12.5491 | 9.1544 | 13.8293 | 30.7611 | 12.4932 | 9.1136 | 13.4577 | 30.8833 | 12.3577 | 9.0147 | 13.0367 | 31.0088 | 12.1418 | 8.8573 | 12.596 | 31.1468 | 12.1287 | 8.8478 | 12.0355 | 31.6915 | 11.9753 | 8.7358 | 10.0725 | 32.0721 | 11.3247 | 8.2612 | 9.2082 | 32.2723 | 11.7064 | 8.5397 | 9.1527 | 32.3515 | 11.4374 | 8.3434 | 9.5683 | 30.3588 | 13.089 | 9.5482 | 15.1675 | 30.358 | 13.047 | 9.5176 | 15.0892 | 30.4084 | 12.9637 | 9.4568 | 14.9224 | 30.4603 | 13.0659 | 9.5314 | 14.7599 | 30.5179 | 13.1342 | 9.5812 | 14.5791 | 30.5912 | 13.1325 | 9.5799 | 14.3483 | 30.6532 | 13.065 | 9.5308 | 14.0628 | 30.7304 | 12.9636 | 9.4568 | 13.7333 | 30.8231 | 12.8509 | 9.3746 | 13.3638 | 30.9315 | 12.7237 | 9.2818 | 12.9677 | 31.1471 | 12.2096 | 8.9067 | 11.9438 | 31.2936 | 11.9981 | 8.7525 | 11.2053 | 31.3682 | 12.3898 | 9.0382 | 10.8414 | 31.3998 | 12.1474 | 8.8614 | 10.6663 | 30.3592 | 13.089 | 9.5482 | 15.1675 | 30.35 | 13.0357 | 9.5094 | 15.0245 | 30.4039 | 12.844 | 9.3695 | 14.809 | 30.4739 | 12.7192 | 9.2785 | 14.5143 | 30.5579 | 12.6194 | 9.2057 | 14.1801 | 30.655 | 12.5517 | 9.1563 | 13.8291 | 30.7615 | 12.4958 | 9.1155 | 13.4576 | 30.8835 | 12.3613 | 9.0174 | 13.0367 | 31.0072 | 12.1502 | 8.8634 | 12.5968 | 31.1344 | 12.1309 | 8.8493 | 12.0823 | 31.6321 | 11.968 | 8.7305 | 10.2723 | 31.974 | 11.3638 | 8.2897 | 9.4545 | 32.1491 | 11.6838 | 8.5232 | 9.3839 | 32.2339 | 11.4253 | 8.3346 | 9.7619 | 30.3604 | 13.089 | 9.5482 | 15.1675 | 30.3503 | 13.0801 | 9.5418 | 15.0045 | 30.4115 | 13.0559 | 9.5241 | 14.7794 | 30.4985 | 13.135 | 9.5818 | 14.4817 | 30.6141 | 13.0941 | 9.5519 | 14.1447 | 30.7573 | 13.0045 | 9.4866 | 13.7803 | 30.913 | 12.875 | 9.3921 | 13.3755 | 31.0777 | 12.6905 | 9.2575 | 12.9365 | 31.2611 | 12.4985 | 9.1175 | 12.5316 | 31.4794 | 12.2909 | 8.966 | 12.1124 | 32.2245 | 11.1008 | 8.0979 | 9.5154 | 32.8425 | 9.5825 | 6.9903 | 4.1628 | 33.1781 | 8.8914 | 6.4861 | 0.29951 | 33.3452 | 8.308 | 6.0606 | -2.1187 | 30.3604 | 13.089 | 9.5482 | 15.1675 | 30.3276 | 12.9996 | 9.4831 | 15.0842 | 30.4007 | 13.404 | 9.778 | 14.796 | 30.4818 | 13.2437 | 9.6611 | 14.5214 | 30.5874 | 13.3367 | 9.729 | 14.2152 | 30.7011 | 13.0295 | 9.5049 | 13.914 | 30.8241 | 12.6491 | 9.2273 | 13.5734 | 30.9583 | 12.4705 | 9.0971 | 13.2169 | 31.1165 | 12.3239 | 8.9901 | 12.7376 | 31.3413 | 12.0372 | 8.781 | 11.3845 | 32.1082 | 10.4594 | 7.63 | 5.1841 | 32.5465 | 9.1268 | 6.6578 | 0.53247 | 32.6843 | 8.4863 | 6.1906 | -1.8135 | 32.5834 | 8.5631 | 6.2466 | -0.57095
LEIGH | ATHERTON | KEARSLEY | 365863 | 399907 | primary | best view | 19.12 | 19.12 | 19.12 | 12.2577 | 19.1279 | 19.1279 | 19.1279 | 11.8972 | 19.1412 | 19.1412 | 19.1412 | 11.7962 | 19.1618 | 19.1618 | 19.1618 | 11.6245 | 19.1857 | 19.1857 | 19.1857 | 11.546 | 19.2108 | 19.2108 | 19.2108 | 11.4629 | 19.2374 | 19.2374 | 19.2374 | 11.3486 | 19.2669 | 19.2669 | 19.2669 | 11.2175 | 19.2996 | 19.2996 | 19.2996 | 11.1024 | 19.3426 | 19.3426 | 19.3426 | 10.9879 | 19.5367 | 19.5367 | 19.5367 | 10.4966 | 19.7083 | 19.7083 | 19.7083 | 10.2586 | 19.8221 | 19.8221 | 19.8221 | 10.1813 | 19.901 | 19.901 | 19.901 | 10.2477 | 19.12 | 19.12 | 19.12 | 12.2577 | 19.1259 | 19.1259 | 19.1259 | 12.1301 | 19.1354 | 19.1354 | 19.1354 | 12.102 | 19.1459 | 19.1459 | 19.1459 | 12.0108 | 19.1584 | 19.1584 | 19.1584 | 12.0131 | 19.1739 | 19.1739 | 19.1739 | 11.9944 | 19.1943 | 19.1943 | 19.1943 | 11.9169 | 19.2191 | 19.2191 | 19.2191 | 11.8025 | 19.2482 | 19.2482 | 19.2482 | 11.6797 | 19.2812 | 19.2812 | 19.2812 | 11.5556 | 19.3652 | 19.3652 | 19.3652 | 11.3251 | 19.4502 | 19.4502 | 19.4502 | 11.1939 | 19.5204 | 19.5204 | 19.5204 | 11.1164 | 19.5795 | 19.5795 | 19.5795 | 11.1133 | 19.12 | 19.12 | 19.12 | 12.2577 | 19.1279 | 19.1279 | 19.1279 | 11.8972 | 19.1412 | 19.1412 | 19.1412 | 11.7962 | 19.1617 | 19.1617 | 19.1617 | 11.6246 | 19.1855 | 19.1855 | 19.1855 | 11.5461 | 19.2109 | 19.2109 | 19.2109 | 11.4628 | 19.2378 | 19.2378 | 19.2378 | 11.3483 | 19.2674 | 19.2674 | 19.2674 | 11.2172 | 19.3002 | 19.3002 | 19.3002 | 11.102 | 19.341 | 19.341 | 19.341 | 10.9983 | 19.5209 | 19.5209 | 19.5209 | 10.5482 | 19.6681 | 19.6681 | 19.6681 | 10.3367 | 19.7707 | 19.7707 | 19.7707 | 10.2642 | 19.8308 | 19.8308 | 19.8308 | 10.3365 | 19.1201 | 19.1201 | 19.1201 | 12.2577 | 19.1276 | 19.1276 | 19.1276 | 11.9088 | 19.1428 | 19.1428 | 19.1428 | 11.8209 | 19.1682 | 19.1682 | 19.1682 | 11.6625 | 19.1989 | 19.1989 | 19.1989 | 11.6007 | 19.2362 | 19.2362 | 19.2362 | 11.5319 | 19.2816 | 19.2816 | 19.2816 | 11.4297 | 19.334 | 19.334 | 19.334 | 11.311 | 19.3888 | 19.3888 | 19.3888 | 11.2184 | 19.4517 | 19.4517 | 19.4517 | 11.1424 | 19.8064 | 19.8064 | 19.8064 | 10.5199 | 20.3998 | 20.3998 | 19.9386 | 8.9724 | 20.5254 | 20.5254 | 20.0307 | 7.3461 | 20.5737 | 20.5737 | 19.8752 | 6.3436 | 19.1201 | 19.1201 | 19.1201 | 12.2577 | 19.1217 | 19.1217 | 19.1217 | 11.9306 | 19.1393 | 19.1393 | 19.1393 | 11.8256 | 19.1644 | 19.1644 | 19.1644 | 11.6735 | 19.1956 | 19.1956 | 19.1956 | 11.6216 | 19.232 | 19.232 | 19.232 | 11.5715 | 19.2757 | 19.2757 | 19.2757 | 11.4909 | 19.3257 | 19.3257 | 19.3257 | 11.3985 | 19.3964 | 19.3964 | 19.3964 | 11.2932 | 19.5483 | 19.5483 | 19.5483 | 11.0252 | 20.1647 | 20.1647 | 20.1647 | 9.253 | 20.3422 | 20.3422 | 19.8752 | 7.4381 | 20.3934 | 20.3934 | 19.7805 | 6.3716 | 20.3437 | 20.3437 | 19.773 | 6.7539
LEVENSHULME | LONGSIGHT | BREDBURY | 387494 | 394155 | primary | best view | 23.9284 | 14.5451 | 10.6105 | 7.051 | 23.9269 | 14.4417 | 10.535 | 6.8691 | 23.9952 | 14.1505 | 10.3226 | 6.4863 | 24.0941 | 13.9929 | 10.2076 | 6.2069 | 24.2215 | 13.8097 | 10.074 | 5.9953 | 24.3634 | 13.5564 | 9.8892 | 5.3909 | 24.5011 | 13.3299 | 9.724 | 4.7738 | 24.6545 | 13.1894 | 9.6215 | 4.2832 | 24.8242 | 13.0359 | 9.5095 | 3.7383 | 25.0229 | 12.8482 | 9.3726 | 3.0252 | 25.9497 | 12.1494 | 8.8628 | 0.44949 | 26.8077 | 11.7503 | 8.5717 | -0.9801 | 27.3234 | 11.6113 | 8.4703 | -1.4667 | 27.7498 | 11.4816 | 8.3757 | -1.5299 | 23.9279 | 14.5451 | 10.6105 | 7.051 | 23.9434 | 14.5174 | 10.5902 | 7.1149 | 24.0094 | 14.2998 | 10.4315 | 6.8733 | 24.0879 | 14.0976 | 10.284 | 6.6702 | 24.1802 | 13.8985 | 10.1387 | 6.622 | 24.2917 | 13.7254 | 10.0125 | 6.2536 | 24.4245 | 13.5291 | 9.8693 | 5.7481 | 24.5775 | 13.4693 | 9.8257 | 5.41 | 24.7503 | 13.3639 | 9.7488 | 4.8961 | 24.9449 | 13.2378 | 9.6568 | 4.341 | 25.3812 | 12.9107 | 9.4182 | 2.6984 | 25.7816 | 12.6588 | 9.2344 | 1.479 | 26.1185 | 12.6341 | 9.2164 | 0.70133 | 26.3994 | 12.5604 | 9.1626 | 0.27728 | 23.9284 | 14.5451 | 10.6105 | 7.051 | 23.9266 | 14.4459 | 10.5381 | 6.8693 | 23.996 | 14.1643 | 10.3327 | 6.4867 | 24.0947 | 13.9739 | 10.1938 | 6.2074 | 24.2218 | 13.7959 | 10.0639 | 5.9954 | 24.3647 | 13.5417 | 9.8785 | 5.3904 | 24.5044 | 13.3141 | 9.7125 | 4.7718 | 24.6579 | 13.1767 | 9.6122 | 4.2811 | 24.8249 | 13.0187 | 9.4969 | 3.7375 | 25.008 | 12.8395 | 9.3662 | 3.0832 | 25.833 | 12.1813 | 8.8861 | 0.71558 | 26.518 | 11.8131 | 8.6175 | -0.54564 | 26.9879 | 11.6832 | 8.5228 | -0.9904 | 27.2906 | 11.5724 | 8.4419 | -0.95085 | 23.9297 | 14.5451 | 10.6105 | 7.051 | 23.9264 | 14.4465 | 10.5386 | 6.8695 | 24.0128 | 14.1561 | 10.3266 | 6.4837 | 24.146 | 13.9044 | 10.1431 | 6.184 | 24.3264 | 13.6907 | 9.9872 | 6.0405 | 24.5187 | 13.4133 | 9.7848 | 5.4708 | 24.7432 | 13.15 | 9.5927 | 4.8661 | 25.0085 | 12.9499 | 9.4468 | 4.3976 | 25.3053 | 12.7081 | 9.2704 | 3.9296 | 25.6566 | 12.5804 | 9.1772 | 3.389 | 27.0181 | 11.6012 | 8.4629 | -0.05108 | 28.2029 | 10.1542 | 7.4074 | -6.1568 | 28.9403 | 9.0488 | 6.601 | -10.8365 | 29.3204 | 8.3089 | 6.0613 | -13.5443 | 23.9297 | 14.5451 | 10.6105 | 7.051 | 23.9063 | 14.4767 | 10.5605 | 6.9301 | 24.0306 | 14.2324 | 10.3824 | 6.4829 | 24.1723 | 14.172 | 10.3382 | 6.1916 | 24.333 | 14.0161 | 10.2246 | 5.9794 | 24.5184 | 13.8115 | 10.0753 | 5.4735 | 24.7481 | 13.6266 | 9.9404 | 4.9332 | 25.0143 | 13.4712 | 9.8271 | 4.5351 | 25.3243 | 13.279 | 9.6868 | 3.9658 | 25.7305 | 12.8742 | 9.3915 | 2.3903 | 27.1138 | 11.0925 | 8.0918 | -4.8622 | 28.0712 | 9.6284 | 7.0238 | -10.3265 | 28.4851 | 8.9076 | 6.498 | -13.3393 | 28.4831 | 8.9118 | 6.5011 | -12.0565
LEYLAND NATIONAL | STAINBURN & SIDDICK | HARKER / HUTTON | 301973 | 525948 | primary | best view | 2.6844 | 0.44197 | 0.31765 | 2.6844 | 2.6844 | 0.44197 | 0.31765 | 2.6844 | 2.6844 | 0.44197 | 0.31765 | 2.6844 | 2.6844 | 0.44197 | 0.31765 | 2.6844 | 2.6844 | 0.44197 | 0.31765 | 2.6844 | 2.6844 | 0.44197 | 0.31765 | 2.6844 | 2.6844 | 0.44197 | 0.31765 | 2.6844 | 2.6844 | 0.44197 | 0.31765 | 2.6844 | 2.6844 | 0.44197 | 0.31765 | 2.6844 | 2.6844 | 0.44197 | 0.31765 | 2.6844 | 2.6844 | 0.44197 | 0.31765 | 2.6844 | 2.6844 | 0.44197 | 0.31765 | 2.6844 | 10.1552 | 2.1709 | 1.5602 | 10.1552 | 10.383 | 3.2908 | 2.3652 | 10.383 | 2.6844 | 0.44197 | 0.31765 | 2.6844 | 2.6844 | 0.44197 | 0.31765 | 2.6844 | 2.6844 | 0.44197 | 0.31765 | 2.6844 | 2.6844 | 0.44197 | 0.31765 | 2.6844 | 2.6844 | 0.44197 | 0.31765 | 2.6844 | 2.6844 | 0.44197 | 0.31765 | 2.6844 | 2.6844 | 0.44197 | 0.31765 | 2.6844 | 2.6844 | 0.44197 | 0.31765 | 2.6844 | 2.6844 | 0.44197 | 0.31765 | 2.6844 | 2.6844 | 0.44197 | 0.31765 | 2.6844 | 2.6844 | 0.44197 | 0.31765 | 2.6844 | 2.6844 | 0.44197 | 0.31765 | 2.6844 | 0.45124 | 0.074293 | 0.053396 | 0.45124 | 5.0229 | 0.82699 | 0.59437 | 5.0229 | 2.6844 | 0.44197 | 0.31765 | 2.6844 | 2.6844 | 0.44197 | 0.31765 | 2.6844 | 2.6844 | 0.44197 | 0.31765 | 2.6844 | 2.6844 | 0.44197 | 0.31765 | 2.6844 | 2.6844 | 0.44197 | 0.31765 | 2.6844 | 2.6844 | 0.44197 | 0.31765 | 2.6844 | 2.6844 | 0.44197 | 0.31765 | 2.6844 | 2.6844 | 0.44197 | 0.31765 | 2.6844 | 2.6844 | 0.44197 | 0.31765 | 2.6844 | 2.6844 | 0.44197 | 0.31765 | 2.6844 | 2.6844 | 0.44197 | 0.31765 | 2.6844 | 2.6844 | 0.44197 | 0.31765 | 2.6844 | 9.8693 | 2.5516 | 1.8339 | 9.8693 | 9.9854 | 3.5613 | 2.5596 | 9.9854 | 2.6844 | 0.44197 | 0.31765 | 2.6844 | 2.6844 | 0.44197 | 0.31765 | 2.6844 | 2.6844 | 0.44197 | 0.31765 | 2.6844 | 2.6844 | 0.44197 | 0.31765 | 2.6844 | 2.6844 | 0.44197 | 0.31765 | 2.6844 | 2.6844 | 0.44197 | 0.31765 | 2.6844 | 2.6844 | 0.44197 | 0.31765 | 2.6844 | 2.6844 | 0.44197 | 0.31765 | 2.6844 | 2.6844 | 0.44197 | 0.31765 | 2.6844 | 2.6844 | 0.44197 | 0.31765 | 2.6844 | 2.6844 | 0.44197 | 0.31765 | 2.6844 | 2.6844 | 0.44197 | 0.31765 | 2.6844 | 7.9138 | 1.3029 | 0.93646 | 7.9138 | 10.9891 | 2.2504 | 1.6174 | 10.9891 | 2.6844 | 0.44197 | 0.31765 | 2.6844 | 2.6844 | 0.44197 | 0.31765 | 2.6844 | 2.6844 | 0.44197 | 0.31765 | 2.6844 | 2.6844 | 0.44197 | 0.31765 | 2.6844 | 2.6844 | 0.44197 | 0.31765 | 2.6844 | 2.6844 | 0.44197 | 0.31765 | 2.6844 | 2.6844 | 0.44197 | 0.31765 | 2.6844 | 2.6844 | 0.44197 | 0.31765 | 2.6844 | 2.6844 | 0.44197 | 0.31765 | 2.6844 | 2.6844 | 0.44197 | 0.31765 | 2.6844 | 9.9969 | 3.8738 | 2.7841 | 9.9969 | 10.6282 | 3.1933 | 2.2951 | 10.6282 | 10.8844 | 2.5572 | 1.8379 | 10.8844 | 10.8194 | 2.0564 | 1.4779 | 10.8194
LITTLE HULTON | KEARSLEY LOCAL | KEARSLEY | 372024 | 403826 | primary | best view | 21.2751 | 13.28 | 9.5446 | 7.8219 | 21.3337 | 13.0965 | 9.4127 | 6.7468 | 21.4352 | 13.0785 | 9.3998 | 6.5354 | 21.5481 | 12.9571 | 9.3126 | 5.7739 | 21.7151 | 12.8079 | 9.2053 | 4.9626 | 21.8906 | 12.5158 | 8.9953 | 3.6183 | 22.0793 | 12.2441 | 8.8001 | 2.3145 | 22.2925 | 12.0716 | 8.6761 | 1.3013 | 22.5261 | 11.8178 | 8.4937 | 0.27212 | 22.8099 | 11.5778 | 8.3212 | -0.65732 | 23.8316 | 10.7569 | 7.7312 | -3.2074 | 24.9237 | 10.1623 | 7.3038 | -4.9865 | 25.7755 | 9.524 | 6.8451 | -5.7182 | 26.6859 | 9.1351 | 6.5656 | -6.206 | 21.2749 | 13.28 | 9.5446 | 7.8219 | 21.3362 | 13.18 | 9.4728 | 7.278 | 21.4314 | 13.1604 | 9.4586 | 7.2617 | 21.5019 | 13.1158 | 9.4266 | 6.9961 | 21.6187 | 13.0478 | 9.3777 | 6.7166 | 21.7509 | 12.9328 | 9.295 | 6.2547 | 21.9029 | 12.8133 | 9.2092 | 5.7306 | 22.068 | 12.7408 | 9.157 | 5.2179 | 22.2456 | 12.6563 | 9.0963 | 4.68 | 22.4347 | 12.5559 | 9.0242 | 4.1364 | 23.2088 | 12.1831 | 8.7563 | 2.3958 | 23.7546 | 11.9348 | 8.5778 | 1.0889 | 24.3331 | 11.6849 | 8.3982 | 0.28897 | 24.8635 | 11.3614 | 8.1656 | -0.37593 | 21.2751 | 13.28 | 9.5446 | 7.8219 | 21.3329 | 13.0966 | 9.4128 | 6.7471 | 21.4345 | 13.0791 | 9.4002 | 6.5359 | 21.5467 | 12.9565 | 9.3121 | 5.7748 | 21.7131 | 12.8084 | 9.2057 | 4.9639 | 21.892 | 12.5132 | 8.9935 | 3.6177 | 22.0882 | 12.263 | 8.8136 | 2.31 | 22.3027 | 12.0692 | 8.6744 | 1.2961 | 22.5353 | 11.8419 | 8.511 | 0.26682 | 22.8065 | 11.574 | 8.3185 | -0.61913 | 23.6915 | 10.8087 | 7.7684 | -2.971 | 24.4156 | 10.2664 | 7.3787 | -4.4517 | 25.0831 | 9.6494 | 6.9352 | -5.0841 | 25.6587 | 9.2993 | 6.6836 | -5.3843 | 21.2759 | 13.28 | 9.5446 | 7.8219 | 21.345 | 13.0742 | 9.3967 | 6.7549 | 21.4887 | 13.0298 | 9.3648 | 6.5501 | 21.6781 | 12.8436 | 9.2309 | 5.7851 | 21.8915 | 12.6156 | 9.0671 | 5.0067 | 22.1456 | 12.3312 | 8.8627 | 3.6486 | 22.4543 | 11.9403 | 8.5818 | 2.259 | 22.816 | 11.7629 | 8.4542 | 1.1711 | 23.1002 | 11.5399 | 8.294 | 0.16452 | 23.392 | 11.32 | 8.1359 | -0.71927 | 25.1155 | 10.2394 | 7.3593 | -4.2593 | 27.0783 | 8.5651 | 6.1559 | -10.7786 | 28.3881 | 7.4118 | 5.327 | -15.7237 | 29.0696 | 6.368 | 4.5768 | -19.2513 | 21.2759 | 13.28 | 9.5446 | 7.8219 | 21.3413 | 13.1041 | 9.4182 | 6.7943 | 21.5283 | 13.0918 | 9.4093 | 6.4809 | 21.7404 | 12.9365 | 9.2977 | 5.6899 | 21.9606 | 12.6419 | 9.086 | 4.9193 | 22.2384 | 12.3846 | 8.9011 | 3.5755 | 22.5875 | 11.9314 | 8.5753 | 2.2025 | 22.9862 | 11.5925 | 8.3317 | 1.1397 | 23.2993 | 11.3354 | 8.147 | 0.024643 | 23.7151 | 10.9298 | 7.8554 | -1.8129 | 25.7801 | 8.8959 | 6.3937 | -9.1317 | 27.5119 | 7.3694 | 5.2965 | -15.1051 | 28.3451 | 6.4694 | 4.6497 | -18.4775 | 28.4686 | 6.3193 | 4.5418 | -18.0525
LITTLE SALKELD | PENRITH & SHAP | HARKER / HUTTON | 356221 | 537513 | primary | best view | 16.5191 | 16.5191 | 16.5191 | 9.3899 | 16.5201 | 16.5201 | 16.5201 | 9.1887 | 16.5528 | 16.5528 | 16.5528 | 9.086 | 16.5986 | 16.5986 | 16.5986 | 8.8473 | 16.6485 | 16.6485 | 16.6485 | 8.6875 | 16.6988 | 16.6988 | 16.6988 | 8.4474 | 16.7506 | 16.7506 | 16.7506 | 8.226 | 16.8101 | 16.8101 | 16.8101 | 8.0917 | 16.8836 | 16.8836 | 16.8836 | 7.7982 | 16.9887 | 16.9887 | 16.8203 | 7.3822 | 17.4584 | 17.4584 | 16.4432 | 5.7538 | 17.8227 | 17.8227 | 16.1746 | 4.8164 | 18.0052 | 18.0052 | 15.9707 | 4.301 | 18.1166 | 18.1166 | 15.8537 | 4.5304 | 16.5187 | 16.5187 | 16.5187 | 9.3899 | 16.5176 | 16.5176 | 16.5176 | 9.2641 | 16.5448 | 16.5448 | 16.5448 | 9.2302 | 16.5746 | 16.5746 | 16.5746 | 9.1179 | 16.6023 | 16.6023 | 16.6023 | 9.0713 | 16.6363 | 16.6363 | 16.6363 | 8.9202 | 16.6815 | 16.6815 | 16.6815 | 8.7571 | 16.7369 | 16.7369 | 16.7369 | 8.6609 | 16.8001 | 16.8001 | 16.8001 | 8.4414 | 16.8694 | 16.8694 | 16.8694 | 8.2354 | 17.0566 | 17.0566 | 17.0566 | 7.509 | 17.2878 | 17.2878 | 17.2878 | 6.406 | 17.4938 | 17.4938 | 17.2043 | 5.412 | 17.6318 | 17.6318 | 17.0531 | 4.747 | 16.5191 | 16.5191 | 16.5191 | 9.3899 | 16.5199 | 16.5199 | 16.5199 | 9.1888 | 16.5533 | 16.5533 | 16.5533 | 9.0859 | 16.599 | 16.599 | 16.599 | 8.8472 | 16.6487 | 16.6487 | 16.6487 | 8.6875 | 16.6994 | 16.6994 | 16.6994 | 8.4471 | 16.7521 | 16.7521 | 16.7521 | 8.2251 | 16.8117 | 16.8117 | 16.8117 | 8.0908 | 16.8837 | 16.8837 | 16.8837 | 7.7981 | 16.9825 | 16.9825 | 16.8345 | 7.4075 | 17.4151 | 17.4151 | 16.4531 | 5.8738 | 17.708 | 17.708 | 16.1939 | 4.9977 | 17.8613 | 17.8613 | 15.9919 | 4.4933 | 17.9278 | 17.9278 | 15.8862 | 4.7356 | 16.5194 | 16.5194 | 16.5194 | 9.3899 | 16.5197 | 16.5197 | 16.5197 | 9.1623 | 16.5564 | 16.5564 | 16.5564 | 9.0382 | 16.6133 | 16.6133 | 16.6133 | 8.7768 | 16.6842 | 16.6842 | 16.6842 | 8.5636 | 16.7735 | 16.7735 | 16.7735 | 8.2461 | 16.8827 | 16.8827 | 16.8827 | 7.9133 | 16.9887 | 16.9887 | 16.7867 | 7.6873 | 17.1007 | 17.1007 | 16.6832 | 7.3564 | 17.2314 | 17.2314 | 16.5706 | 7.0651 | 17.7792 | 17.7792 | 16.0418 | 5.7073 | 18.2226 | 18.2226 | 15.6233 | 4.8108 | 18.4382 | 18.4382 | 15.3717 | 4.6361 | 18.5197 | 18.5197 | 15.1748 | 4.4845 | 16.5194 | 16.5194 | 16.5194 | 9.3899 | 16.5147 | 16.5147 | 16.5147 | 9.1738 | 16.5659 | 16.5659 | 16.5659 | 8.9892 | 16.6272 | 16.6272 | 16.6272 | 8.706 | 16.7026 | 16.7026 | 16.7026 | 8.4374 | 16.7951 | 16.7951 | 16.7951 | 8.0941 | 16.9115 | 16.9115 | 16.7082 | 7.7742 | 17.0143 | 17.0143 | 16.6259 | 7.5718 | 17.1259 | 17.1259 | 16.5558 | 7.2633 | 17.2674 | 17.2674 | 16.4909 | 6.926 | 17.8248 | 17.8248 | 16.0167 | 5.3903 | 18.1689 | 18.1689 | 15.5484 | 4.6723 | 18.2656 | 18.2656 | 15.2975 | 4.667 | 18.2219 | 18.2219 | 15.2837 | 4.9999
LITTLEBOROUGH | BELFIELD | ROCHDALE | 393221 | 416124 | primary | best view | 25.0965 | 10.3533 | 7.5526 | 7.7966 | 25.0886 | 10.2405 | 7.4703 | 7.7356 | 25.1576 | 10.1552 | 7.408 | 7.5296 | 25.2582 | 9.9843 | 7.2834 | 7.2599 | 25.3691 | 9.8698 | 7.1999 | 6.891 | 25.4891 | 9.73 | 7.0979 | 6.4339 | 25.6186 | 9.5926 | 6.9976 | 5.949 | 25.7644 | 9.4876 | 6.9211 | 5.5201 | 25.9225 | 9.3889 | 6.8491 | 5.1156 | 26.1009 | 9.2528 | 6.7498 | 4.5146 | 26.7324 | 8.6605 | 6.3177 | 2.5628 | 27.1421 | 8.3605 | 6.0989 | 1.6216 | 27.3715 | 8.1986 | 5.9808 | 1.4607 | 27.5241 | 7.9474 | 5.7975 | 1.6321 | 25.0959 | 10.3533 | 7.5526 | 7.7966 | 25.0729 | 10.2566 | 7.482 | 7.7609 | 25.1041 | 10.2005 | 7.4411 | 7.6522 | 25.1523 | 10.1333 | 7.3921 | 7.5587 | 25.1973 | 10.0511 | 7.3322 | 7.4093 | 25.2534 | 9.9358 | 7.2481 | 7.1298 | 25.3314 | 9.8549 | 7.189 | 6.7738 | 25.3978 | 9.7857 | 7.1385 | 6.4485 | 25.4799 | 9.7069 | 7.081 | 6.1261 | 25.5765 | 9.6033 | 7.0055 | 5.6715 | 25.8058 | 9.2387 | 6.7395 | 4.4747 | 25.9773 | 9.1505 | 6.6752 | 3.6226 | 26.0944 | 9.0342 | 6.5903 | 3.1342 | 26.172 | 8.9241 | 6.51 | 2.7906 | 25.0965 | 10.3533 | 7.5526 | 7.7966 | 25.0885 | 10.2415 | 7.471 | 7.7356 | 25.1575 | 10.1561 | 7.4087 | 7.5297 | 25.2581 | 9.9823 | 7.2819 | 7.26 | 25.3689 | 9.8431 | 7.1804 | 6.8911 | 25.4892 | 9.7457 | 7.1093 | 6.4339 | 25.6192 | 9.5953 | 6.9996 | 5.9487 | 25.765 | 9.4864 | 6.9202 | 5.5198 | 25.9233 | 9.3946 | 6.8532 | 5.1152 | 26.0898 | 9.2592 | 6.7545 | 4.5593 | 26.6763 | 8.6786 | 6.3309 | 2.7744 | 27.0395 | 8.3887 | 6.1195 | 1.8893 | 27.25 | 8.2237 | 5.999 | 1.7115 | 27.3809 | 7.9565 | 5.8042 | 1.8345 | 25.0977 | 10.3533 | 7.5526 | 7.7966 | 25.0841 | 10.3599 | 7.5574 | 7.7437 | 25.1617 | 10.3315 | 7.5367 | 7.5555 | 25.2835 | 10.2367 | 7.4675 | 7.3136 | 25.433 | 10.1242 | 7.3854 | 6.9968 | 25.6095 | 10.0202 | 7.3096 | 6.595 | 25.8137 | 9.8869 | 7.2124 | 6.154 | 26.0288 | 9.748 | 7.1111 | 5.7787 | 26.2153 | 9.63 | 7.0249 | 5.4769 | 26.4328 | 9.4635 | 6.9035 | 5.0605 | 27.1794 | 8.7206 | 6.3616 | 2.7612 | 27.7951 | 7.681 | 5.6032 | -1.8653 | 28.1234 | 6.8533 | 4.9994 | -5.383 | 28.2743 | 6.2593 | 4.5661 | -7.6891 | 25.0977 | 10.3533 | 7.5526 | 7.7966 | 25.0657 | 10.2938 | 7.5092 | 7.8074 | 25.1737 | 10.1158 | 7.3794 | 7.5313 | 25.2988 | 9.9042 | 7.225 | 7.2796 | 25.4457 | 9.4419 | 6.8877 | 6.98 | 25.6104 | 9.3321 | 6.8077 | 6.6267 | 25.8057 | 9.1056 | 6.6424 | 6.2463 | 25.9649 | 9.016 | 6.5771 | 5.9469 | 26.1259 | 8.9072 | 6.4977 | 5.5642 | 26.3415 | 8.6485 | 6.309 | 4.3609 | 27.1004 | 7.494 | 5.4667 | -0.90628 | 27.5492 | 6.4492 | 4.7046 | -5.0163 | 27.6751 | 5.8791 | 4.2887 | -7.2589 | 27.5708 | 5.8807 | 4.2899 | -6.4771
LONGFORD BRIDGE | STRETFORD | SOUTH MANCHESTER | 380056 | 395083 | primary | best view | 30.669 | 7.7907 | 5.6832 | 16.5033 | 30.6512 | 7.5546 | 5.511 | 15.2439 | 30.6883 | 7.4729 | 5.4514 | 14.9029 | 30.7543 | 7.5165 | 5.4832 | 14.6972 | 30.8326 | 7.4511 | 5.4355 | 14.394 | 30.9195 | 7.319 | 5.3391 | 14.079 | 31.0126 | 7.1969 | 5.2501 | 13.7004 | 31.1174 | 7.1123 | 5.1883 | 13.4211 | 31.2184 | 7.0151 | 5.1174 | 13.0884 | 31.3258 | 6.8973 | 5.0315 | 12.634 | 31.7416 | 6.4604 | 4.7128 | 10.9427 | 32.0729 | 6.5382 | 4.7695 | 9.9835 | 32.2912 | 7.1349 | 5.2048 | 9.6051 | 32.4452 | 7.3499 | 5.3616 | 9.6392 | 30.6685 | 7.7907 | 5.6832 | 16.5033 | 30.6587 | 7.6648 | 5.5914 | 15.8545 | 30.6856 | 7.6154 | 5.5553 | 15.5899 | 30.7305 | 7.563 | 5.5171 | 15.476 | 30.7791 | 7.6043 | 5.5472 | 15.2852 | 30.8395 | 7.5503 | 5.5078 | 15.0474 | 30.9143 | 7.4613 | 5.4429 | 14.7184 | 31.0031 | 7.4068 | 5.4031 | 14.4763 | 31.1056 | 7.3388 | 5.3535 | 14.1793 | 31.2178 | 7.2637 | 5.2988 | 13.8472 | 31.4004 | 7.074 | 5.1604 | 12.7878 | 31.5511 | 7.1095 | 5.1863 | 11.9054 | 31.6714 | 7.4754 | 5.4532 | 11.284 | 31.7619 | 7.5835 | 5.532 | 10.8169 | 30.669 | 7.7907 | 5.6832 | 16.5033 | 30.6512 | 7.5279 | 5.4915 | 15.2439 | 30.6882 | 7.414 | 5.4084 | 14.9029 | 30.7542 | 7.4787 | 5.4556 | 14.6973 | 30.8325 | 7.4199 | 5.4127 | 14.3941 | 30.9196 | 7.2902 | 5.3181 | 14.079 | 31.0132 | 7.1705 | 5.2308 | 13.7001 | 31.1181 | 7.0848 | 5.1683 | 13.4207 | 31.2191 | 6.9877 | 5.0974 | 13.088 | 31.3192 | 6.8756 | 5.0156 | 12.6679 | 31.6971 | 6.4611 | 4.7133 | 11.0895 | 31.9849 | 6.5565 | 4.7829 | 10.1728 | 32.184 | 7.1639 | 5.226 | 9.7861 | 32.3131 | 7.3918 | 5.3922 | 9.8052 | 30.6702 | 7.7907 | 5.6832 | 16.5033 | 30.6493 | 7.5248 | 5.4892 | 15.2323 | 30.6949 | 7.3972 | 5.3962 | 14.8903 | 30.78 | 7.1116 | 5.1878 | 14.6776 | 30.8904 | 6.7309 | 4.9101 | 14.3751 | 31.0234 | 6.3628 | 4.6416 | 14.0381 | 31.1372 | 6.178 | 4.5068 | 13.5858 | 31.2684 | 6.0322 | 4.4004 | 13.2289 | 31.4121 | 5.8807 | 4.2899 | 12.8719 | 31.5803 | 5.7229 | 4.1748 | 12.4852 | 29.8331 | 4.8392 | 3.5301 | 10.044 | 22.7587 | 3.6917 | 2.693 | 4.9628 | 18.4527 | 2.9932 | 2.1835 | 1.1309 | 14.6957 | 2.3838 | 1.7389 | -1.5141 | 30.6702 | 7.7907 | 5.6832 | 16.5033 | 30.6307 | 7.5322 | 5.4946 | 15.2955 | 30.7009 | 7.572 | 5.5237 | 14.8699 | 30.7834 | 7.5258 | 5.49 | 14.6731 | 30.8873 | 7.3592 | 5.3684 | 14.3737 | 30.9754 | 7.1716 | 5.2316 | 14.0706 | 31.0737 | 7.0127 | 5.1157 | 13.6813 | 31.185 | 6.9277 | 5.0537 | 13.3977 | 31.3141 | 6.8178 | 4.9735 | 12.9821 | 31.4976 | 6.5851 | 4.8038 | 11.7643 | 32.1767 | 6.4366 | 4.6954 | 6.0381 | 32.6222 | 5.3333 | 3.8906 | 1.497 | 30.5392 | 4.9538 | 3.6137 | -1.0134 | 30.8084 | 4.9974 | 3.6455 | -0.29627
LONGRIDGE | PRESTON EAST | PENWORTHAM EAST / ROCHDALE | 360581 | 437001 | primary | best view | 30.294 | 15.468 | 11.2837 | 15.2922 | 30.3023 | 15.3091 | 11.1678 | 14.0956 | 30.3627 | 15.2709 | 11.1399 | 13.9271 | 30.4466 | 15.1615 | 11.0601 | 13.4878 | 30.5362 | 15.1994 | 11.0878 | 13.2796 | 30.6331 | 15.1381 | 11.043 | 12.8914 | 30.7322 | 15.0232 | 10.9592 | 12.4944 | 30.8312 | 14.927 | 10.8891 | 12.1172 | 30.938 | 14.8246 | 10.8143 | 11.7529 | 31.067 | 14.6439 | 10.6825 | 11.0943 | 31.6326 | 13.8986 | 10.1388 | 8.6625 | 32.21 | 13.3171 | 9.7146 | 7.1443 | 32.6243 | 12.9568 | 9.4518 | 6.2823 | 32.9909 | 12.9765 | 9.4662 | 6.3304 | 30.2936 | 15.468 | 11.2837 | 15.2922 | 30.3057 | 15.4573 | 11.2759 | 14.5863 | 30.3591 | 15.273 | 11.1415 | 14.4909 | 30.4244 | 15.3041 | 11.1641 | 14.1996 | 30.4915 | 15.1601 | 11.0591 | 14.1232 | 30.5718 | 15.0777 | 10.999 | 13.8374 | 30.6743 | 14.9338 | 10.894 | 13.5524 | 30.7878 | 14.8749 | 10.8511 | 13.2295 | 30.8863 | 14.7832 | 10.7842 | 12.8961 | 31.001 | 14.6817 | 10.7101 | 12.4162 | 31.2882 | 14.3788 | 10.4891 | 11.1824 | 31.5906 | 14.083 | 10.2733 | 9.8624 | 31.8659 | 14.0263 | 10.232 | 8.6909 | 32.0918 | 13.9743 | 10.194 | 7.8829 | 30.294 | 15.468 | 11.2837 | 15.2922 | 30.302 | 15.3106 | 11.1688 | 14.0957 | 30.363 | 15.2732 | 11.1416 | 13.9271 | 30.4467 | 15.162 | 11.0604 | 13.4879 | 30.5361 | 15.2034 | 11.0906 | 13.2798 | 30.6339 | 15.1419 | 11.0458 | 12.8911 | 30.735 | 15.0308 | 10.9647 | 12.4928 | 30.8343 | 14.9325 | 10.8931 | 12.1154 | 30.9401 | 14.8184 | 10.8098 | 11.7517 | 31.0624 | 14.6452 | 10.6834 | 11.1216 | 31.5657 | 13.9133 | 10.1496 | 8.803 | 31.9953 | 13.3513 | 9.7396 | 7.3833 | 32.3294 | 12.9923 | 9.4777 | 6.5496 | 32.5697 | 13.0419 | 9.5139 | 6.643 | 30.2949 | 15.468 | 11.2837 | 15.2922 | 30.2998 | 15.2488 | 11.1238 | 14.0736 | 30.3672 | 15.1715 | 11.0674 | 13.8659 | 30.4655 | 15.032 | 10.9656 | 13.3976 | 30.5818 | 14.8907 | 10.8626 | 13.1432 | 30.696 | 14.6996 | 10.7232 | 12.6705 | 30.8311 | 14.4943 | 10.5734 | 12.1328 | 30.9876 | 14.3241 | 10.4492 | 11.606 | 31.1601 | 14.22 | 10.3733 | 11.1583 | 31.3599 | 14.0778 | 10.2696 | 10.5916 | 32.2637 | 13.1657 | 9.6042 | 7.9971 | 33.157 | 12.0861 | 8.8166 | 4.2072 | 33.684 | 11.0749 | 8.079 | 1.6653 | 33.9277 | 10.9679 | 8.0009 | -0.052325 | 30.2949 | 15.468 | 11.2837 | 15.2922 | 30.2833 | 15.3151 | 11.1722 | 14.1335 | 30.3686 | 15.3454 | 11.1943 | 13.8616 | 30.4657 | 15.2855 | 11.1506 | 13.3955 | 30.5481 | 15.0589 | 10.9853 | 13.1342 | 30.6523 | 14.6357 | 10.6765 | 12.6901 | 30.7847 | 14.3539 | 10.4709 | 12.2219 | 30.9393 | 14.1949 | 10.355 | 11.7847 | 31.1144 | 14.0419 | 10.2434 | 11.3784 | 31.3348 | 13.7805 | 10.0527 | 10.3906 | 32.3141 | 12.6563 | 9.2326 | 5.9131 | 33.0533 | 11.6893 | 8.5272 | 2.74 | 33.3591 | 11.2785 | 8.2275 | 1.0404 | 33.3773 | 11.2066 | 8.1751 | 1.4513
LONGSIGHT | LONGSIGHT | BREDBURY | 385535 | 396037 | primary | best view | 25.1588 | 11.7557 | 8.5756 | 9.5887 | 25.1436 | 11.6292 | 8.4833 | 9.3485 | 25.2021 | 9.8082 | 7.155 | 8.9384 | 25.3019 | 8.134 | 5.9336 | 8.6301 | 25.4007 | 6.3683 | 4.6456 | 8.3383 | 25.5023 | 4.6634 | 3.4019 | 7.9898 | 18.685 | 3.0309 | 2.211 | 7.4163 | 18.1961 | 2.9516 | 2.1531 | 7.1358 | 17.5431 | 2.8457 | 2.0759 | 6.7977 | 16.5079 | 2.6777 | 1.9534 | 6.1563 | 14.7006 | 2.3846 | 1.7395 | 3.9583 | 27.1385 | 4.4021 | 3.2113 | 2.5291 | 27.5103 | 7.8648 | 5.7373 | 1.7838 | 27.7204 | 8.6357 | 6.2996 | 1.7831 | 25.1587 | 11.7557 | 8.5756 | 9.5887 | 25.1259 | 11.7019 | 8.5364 | 9.5712 | 25.148 | 10.0049 | 7.2984 | 9.2714 | 25.1998 | 8.2428 | 6.013 | 9.1271 | 25.2515 | 6.6564 | 4.8557 | 9.0071 | 25.3171 | 5.0091 | 3.6541 | 8.8067 | 20.6004 | 3.3416 | 2.4376 | 8.2947 | 20.0261 | 3.2484 | 2.3697 | 8.0573 | 19.275 | 3.1266 | 2.2808 | 7.7192 | 18.2285 | 2.9568 | 2.157 | 7.1602 | 17.5284 | 2.8433 | 2.0741 | 5.9143 | 26.3366 | 4.2801 | 3.1222 | 4.7647 | 26.5191 | 6.5819 | 4.8014 | 3.8508 | 26.6266 | 7.0173 | 5.1191 | 3.3454 | 25.1588 | 11.7557 | 8.5756 | 9.5887 | 25.1435 | 11.6287 | 8.483 | 9.3486 | 25.2023 | 9.7842 | 7.1374 | 8.9383 | 25.3021 | 8.1041 | 5.9118 | 8.63 | 25.401 | 6.3247 | 4.6138 | 8.3382 | 25.503 | 4.6004 | 3.3559 | 7.9894 | 18.2151 | 2.9547 | 2.1554 | 7.4152 | 17.7357 | 2.8769 | 2.0987 | 7.1347 | 17.0793 | 2.7704 | 2.021 | 6.7977 | 16.0792 | 2.6082 | 1.9027 | 6.1903 | 14.3996 | 2.3358 | 1.7039 | 4.1135 | 27.0278 | 4.3846 | 3.1985 | 2.7624 | 27.2814 | 7.8757 | 5.7452 | 2.0365 | 27.4331 | 8.6606 | 6.3178 | 2.0527 | 25.159 | 11.7557 | 8.5756 | 9.5887 | 25.1388 | 11.6107 | 8.4699 | 9.34 | 25.1975 | 9.8395 | 7.1778 | 8.9259 | 25.306 | 8.1202 | 5.9236 | 8.5991 | 25.424 | 6.4076 | 4.6743 | 8.2977 | 25.5633 | 4.6986 | 3.4275 | 7.9191 | 18.2573 | 2.9615 | 2.1604 | 7.2315 | 17.2327 | 2.7953 | 2.0391 | 6.8386 | 16.1094 | 2.6131 | 1.9062 | 6.4519 | 14.6394 | 2.3746 | 1.7323 | 5.869 | 10.5848 | 1.717 | 1.2525 | 3.0687 | 17.6186 | 2.8579 | 2.0848 | -2.115 | 28.249 | 5.4924 | 4.0066 | -5.9267 | 28.404 | 5.5918 | 4.0791 | -8.3993 | 25.159 | 11.7557 | 8.5756 | 9.5887 | 25.1125 | 11.6661 | 8.5103 | 9.4228 | 25.1716 | 11.4111 | 8.3242 | 8.9605 | 25.2687 | 11.1117 | 8.1059 | 8.6439 | 25.3797 | 10.9361 | 7.9777 | 8.343 | 25.5066 | 10.8358 | 7.9046 | 7.9723 | 25.6595 | 10.6262 | 7.7517 | 7.362 | 25.8257 | 10.4771 | 7.6429 | 7.0455 | 25.9868 | 10.3049 | 7.5173 | 6.6627 | 26.2037 | 9.92 | 7.2365 | 5.3388 | 27.04 | 8.2625 | 6.0274 | -0.56842 | 27.6195 | 6.8637 | 5.007 | -5.1745 | 27.8084 | 6.1528 | 4.4883 | -7.7561 | 27.7162 | 6.1178 | 4.4629 | -6.9898
LOSTOCK | WESTHOUGHTON | KEARSLEY | 365293 | 409079 | primary | best view | 37.8776 | 7.4748 | 5.3723 | 16.192 | 37.8371 | 7.09 | 5.0957 | 14.0684 | 37.9248 | 6.9014 | 4.9602 | 13.8427 | 38.0632 | 6.5825 | 4.731 | 13.1772 | 38.1948 | 6.3845 | 4.5887 | 12.951 | 37.5611 | 6.1841 | 4.4447 | 12.5355 | 36.6086 | 6.0273 | 4.332 | 12.1685 | 35.8652 | 5.9049 | 4.244 | 11.6717 | 34.9892 | 5.7607 | 4.1403 | 11.1137 | 33.9122 | 5.5834 | 4.0129 | 10.4456 | 30.8537 | 5.0798 | 3.651 | 8.1311 | 32.4715 | 5.3462 | 3.8424 | 7.3258 | 41.5792 | 8.1728 | 5.8739 | 7.3437 | 42.1624 | 8.396 | 6.0344 | 7.3579 | 37.8848 | 7.4748 | 5.3723 | 16.192 | 37.7693 | 7.3163 | 5.2584 | 15.3421 | 37.7421 | 6.5556 | 4.7116 | 15.6126 | 35.4446 | 5.8357 | 4.1942 | 15.3771 | 32.2426 | 5.3085 | 3.8153 | 15.5978 | 29.5245 | 4.861 | 3.4937 | 15.5823 | 26.8722 | 4.4243 | 3.1798 | 15.5536 | 26.4215 | 4.3501 | 3.1265 | 15.32 | 25.5494 | 4.2065 | 3.0233 | 14.9881 | 25.3373 | 4.1716 | 2.9982 | 14.6273 | 24.628 | 4.0548 | 2.9143 | 13.4298 | 26.1591 | 4.3069 | 3.0954 | 12.8905 | 39.064 | 6.7804 | 4.8732 | 12.5962 | 39.3419 | 9.0401 | 6.4973 | 12.6881 | 37.8776 | 7.4748 | 5.3723 | 16.192 | 37.8368 | 7.093 | 5.0979 | 14.0688 | 37.924 | 6.9027 | 4.9611 | 13.8434 | 38.0621 | 6.5862 | 4.7336 | 13.1783 | 38.1933 | 6.3824 | 4.5872 | 12.9524 | 37.5327 | 6.1795 | 4.4413 | 12.535 | 36.6053 | 6.0268 | 4.3316 | 12.1639 | 35.8906 | 5.9091 | 4.247 | 11.6678 | 35.0065 | 5.7636 | 4.1424 | 11.1092 | 34.0343 | 5.6035 | 4.0273 | 10.5189 | 31.2764 | 5.1494 | 3.701 | 8.5008 | 33.1561 | 5.4589 | 3.9234 | 7.9289 | 41.0462 | 8.3007 | 5.9659 | 7.9984 | 41.3928 | 8.5658 | 6.1564 | 8.218 | 37.8782 | 7.4748 | 5.3723 | 16.192 | 37.8369 | 7.0925 | 5.0975 | 14.0854 | 37.9258 | 6.7504 | 4.8516 | 13.8966 | 38.0751 | 6.319 | 4.5416 | 13.2574 | 36.29 | 5.9749 | 4.2943 | 13.0639 | 34.2424 | 5.6377 | 4.052 | 12.6661 | 32.2871 | 5.3158 | 3.8206 | 12.2992 | 31.4889 | 5.1844 | 3.7261 | 11.9744 | 30.5647 | 5.0322 | 3.6168 | 11.5191 | 29.5628 | 4.8673 | 3.4982 | 11.0564 | 24.7834 | 4.0804 | 2.9327 | 8.3765 | 21.6073 | 3.5575 | 2.5568 | 4.1415 | 33.8166 | 5.5677 | 4.0016 | 0.93787 | 31.913 | 5.2542 | 3.7763 | -0.89145 | 37.8782 | 7.4748 | 5.3723 | 16.192 | 37.8298 | 7.1028 | 5.1049 | 14.1089 | 37.9726 | 6.7989 | 4.8865 | 13.7485 | 38.1396 | 6.694 | 4.8111 | 13.1067 | 38.3056 | 6.4484 | 4.6346 | 12.873 | 37.2366 | 6.1307 | 4.4063 | 12.4894 | 34.9737 | 5.7581 | 4.1385 | 12.1194 | 34.9488 | 5.7541 | 4.1356 | 11.7885 | 34.7642 | 5.7237 | 4.1137 | 11.2815 | 33.7757 | 5.5609 | 3.9967 | 10.1387 | 41.4734 | 7.6992 | 5.5335 | 5.1445 | 40.8795 | 6.7305 | 4.8373 | 1.5202 | 38.9097 | 6.4062 | 4.6042 | -0.38987 | 39.4528 | 6.4956 | 4.6685 | 0.57775
LOWER DARWEN | LOWER DARWEN | ROCHDALE | 369695 | 424981 | primary | best view | 31.3262 | 13.6223 | 9.9372 | 17.3607 | 31.2934 | 13.4534 | 9.814 | 17.1705 | 31.322 | 13.317 | 9.7146 | 17.168 | 31.3744 | 13.1402 | 9.5856 | 16.8691 | 31.4071 | 12.9861 | 9.4732 | 16.887 | 31.432 | 12.7454 | 9.2976 | 16.6903 | 31.4581 | 12.6221 | 9.2076 | 16.6848 | 31.4896 | 12.5731 | 9.1719 | 16.7061 | 31.5233 | 12.5143 | 9.129 | 16.5724 | 31.5617 | 12.4148 | 9.0564 | 16.4177 | 31.8076 | 12.1037 | 8.8295 | 16.1373 | 32.1558 | 12.3294 | 8.9941 | 15.8637 | 32.419 | 13.1221 | 9.5724 | 15.6749 | 32.7054 | 13.3017 | 9.7034 | 15.6964 | 31.326 | 13.6223 | 9.9372 | 17.3607 | 31.2316 | 13.505 | 9.8517 | 17.4379 | 31.1811 | 13.4028 | 9.7772 | 17.6722 | 31.1519 | 13.1957 | 9.6261 | 17.6323 | 31.102 | 13.0972 | 9.5543 | 17.8966 | 31.0505 | 12.922 | 9.4264 | 17.9483 | 31.0206 | 12.9501 | 9.4469 | 18.1156 | 31.0106 | 12.9514 | 9.4479 | 18.2618 | 31.0193 | 12.9139 | 9.4205 | 18.2202 | 31.046 | 12.8702 | 9.3886 | 18.1346 | 31.0903 | 12.7733 | 9.318 | 18.2513 | 31.1785 | 12.943 | 9.4417 | 18.2951 | 31.3024 | 13.129 | 9.5775 | 18.259 | 31.4042 | 13.4974 | 9.8462 | 18.4165 | 31.3262 | 13.6223 | 9.9372 | 17.3607 | 31.2931 | 13.4567 | 9.8165 | 17.1707 | 31.3215 | 13.3139 | 9.7123 | 17.1684 | 31.3736 | 13.1395 | 9.5851 | 16.8696 | 31.4061 | 12.9857 | 9.4729 | 16.8878 | 31.4323 | 12.7407 | 9.2941 | 16.69 | 31.4613 | 12.6233 | 9.2085 | 16.6823 | 31.4932 | 12.5748 | 9.1731 | 16.7032 | 31.5275 | 12.5148 | 9.1294 | 16.5691 | 31.563 | 12.4212 | 9.0611 | 16.4232 | 31.7553 | 12.1205 | 8.8417 | 16.2051 | 31.9468 | 12.3739 | 9.0266 | 16.0654 | 32.1326 | 13.183 | 9.6168 | 15.9373 | 32.2725 | 13.3796 | 9.7603 | 16.0692 | 31.3265 | 13.6223 | 9.9372 | 17.3607 | 31.2823 | 13.6971 | 9.9918 | 17.1884 | 31.3034 | 13.6215 | 9.9367 | 17.2098 | 31.3514 | 13.4543 | 9.8148 | 16.9365 | 31.3835 | 13.2874 | 9.693 | 16.9775 | 31.4193 | 12.9562 | 9.4514 | 16.7991 | 31.4664 | 12.7993 | 9.3369 | 16.8029 | 31.5257 | 12.7148 | 9.2752 | 16.8293 | 31.5955 | 12.5892 | 9.1836 | 16.7065 | 31.6779 | 12.4698 | 9.0966 | 16.5721 | 32.2048 | 11.8417 | 8.6384 | 16.1157 | 32.7681 | 11.3919 | 8.3102 | 15.1577 | 32.8939 | 11.2852 | 8.2324 | 14.4508 | 32.7977 | 11.0727 | 8.0773 | 14.2788 | 31.3265 | 13.6223 | 9.9372 | 17.3607 | 31.2824 | 13.4807 | 9.834 | 17.192 | 31.315 | 13.4307 | 9.7975 | 17.1843 | 31.3684 | 13.1801 | 9.6147 | 16.903 | 31.4052 | 12.7023 | 9.2661 | 16.9416 | 31.4513 | 12.7588 | 9.3074 | 16.7604 | 31.5164 | 12.6951 | 9.2609 | 16.7566 | 31.5981 | 12.6721 | 9.2441 | 16.7723 | 31.6954 | 12.6223 | 9.2078 | 16.6291 | 31.8107 | 12.5068 | 9.1235 | 16.3296 | 32.4061 | 13.0337 | 9.5079 | 15.3002 | 32.8878 | 12.5158 | 9.1301 | 14.426 | 32.8652 | 12.3315 | 8.9956 | 14.0349 | 32.6212 | 12.3642 | 9.0195 | 14.5268
LYONS RD | BARTON | CARRINGTON | 378253 | 397241 | primary | best view | 27.7813 | 11.0929 | 8.0921 | 19.4537 | 27.7841 | 10.9328 | 7.9753 | 18.4761 | 27.8123 | 10.8325 | 7.9021 | 18.2501 | 27.842 | 10.7378 | 7.833 | 18.1734 | 27.8755 | 10.622 | 7.7486 | 18.1685 | 27.9067 | 10.4725 | 7.6395 | 18.0188 | 27.9399 | 10.3654 | 7.5614 | 17.9918 | 27.9831 | 10.2981 | 7.5123 | 17.8051 | 28.029 | 10.2497 | 7.477 | 17.7149 | 28.0799 | 10.2075 | 7.4462 | 17.592 | 31.9686 | 9.4743 | 6.9113 | 13.5403 | 42.8898 | 6.9571 | 5.0751 | -2.6257 | 46.6109 | 7.5607 | 5.5155 | -3.9665 | 48.5125 | 8.3397 | 6.0837 | -3.1342 | 27.7813 | 11.0929 | 8.0921 | 19.4537 | 27.7842 | 11.0331 | 8.0485 | 19.0899 | 27.8058 | 10.9312 | 7.9741 | 19.0787 | 27.8262 | 10.8589 | 7.9214 | 19.1696 | 27.8479 | 10.8307 | 7.9009 | 19.3364 | 27.8743 | 10.7647 | 7.8527 | 19.3606 | 27.9102 | 10.6832 | 7.7933 | 19.444 | 27.952 | 10.6449 | 7.7653 | 19.3591 | 27.999 | 10.6362 | 7.7589 | 19.3179 | 28.0504 | 10.5936 | 7.7279 | 19.1614 | 28.3657 | 10.5019 | 7.661 | 18.9151 | 28.7848 | 10.5037 | 7.6623 | 18.6207 | 29.3077 | 11.0903 | 8.0902 | 18.0386 | 29.806 | 11.6569 | 8.5035 | 17.7847 | 27.7813 | 11.0929 | 8.0921 | 19.4537 | 27.7834 | 10.9331 | 7.9755 | 18.4767 | 27.811 | 10.8327 | 7.9023 | 18.2513 | 27.8402 | 10.7351 | 7.8311 | 18.1752 | 27.8731 | 10.6085 | 7.7388 | 18.1709 | 27.9074 | 10.4714 | 7.6387 | 18.0181 | 27.9476 | 10.3667 | 7.5623 | 17.9845 | 27.9922 | 10.298 | 7.5123 | 17.7965 | 28.0392 | 10.25 | 7.4772 | 17.7051 | 28.0867 | 10.2103 | 7.4483 | 17.5905 | 31.8607 | 9.498 | 6.9287 | 13.6643 | 43.434 | 7.0454 | 5.1395 | -2.1278 | 47.3725 | 7.6843 | 5.6056 | -3.2694 | 47.4883 | 8.5028 | 6.2027 | -2.1358 | 27.7813 | 11.0929 | 8.0921 | 19.4537 | 27.7796 | 10.9065 | 7.9562 | 18.4841 | 27.8069 | 10.8065 | 7.8832 | 18.2741 | 27.839 | 10.7289 | 7.8266 | 18.2114 | 27.8759 | 10.6377 | 7.76 | 18.2169 | 27.932 | 10.5075 | 7.6651 | 18.0622 | 28.0061 | 10.4056 | 7.5908 | 18.0152 | 28.0986 | 10.3082 | 7.5197 | 17.802 | 28.2064 | 10.221 | 7.456 | 17.6744 | 28.33 | 10.1475 | 7.4025 | 17.514 | 41.2133 | 6.6852 | 4.8768 | -2.8587 | 38.8884 | 6.3081 | 4.6017 | -4.0462 | 40.2797 | 6.5338 | 4.7663 | -6.1811 | 44.9062 | 7.2842 | 5.3137 | -5.3054 | 27.7813 | 11.0929 | 8.0921 | 19.4537 | 27.7885 | 10.9339 | 7.9762 | 18.4773 | 27.8435 | 10.885 | 7.9404 | 18.2246 | 27.8902 | 10.7796 | 7.8635 | 18.1442 | 27.9411 | 10.7463 | 7.8393 | 18.1373 | 28.0281 | 10.6732 | 7.786 | 17.9568 | 28.1526 | 10.6059 | 7.7369 | 17.8664 | 28.3103 | 10.5367 | 7.6864 | 17.5969 | 28.4977 | 10.4671 | 7.6356 | 17.4029 | 32.5257 | 9.7666 | 7.1246 | 13.168 | 33.4224 | 9.2868 | 6.7746 | 11.6482 | 34.584 | 8.9022 | 6.494 | 9.9488 | 35.2046 | 9.9871 | 7.2855 | 8.672 | 35.2545 | 10.0272 | 7.3147 | 9.0908
MANCHESTER UNIVERSITY | LONGSIGHT | BREDBURY | 384762 | 396769 | primary | best view | 32.3125 | 10.8428 | 7.9096 | 13.5431 | 32.2792 | 10.3269 | 7.5334 | 13.6594 | 32.3229 | 9.6476 | 7.0378 | 13.6241 | 32.4009 | 8.9072 | 6.4977 | 13.2873 | 32.4419 | 8.2659 | 6.0299 | 13.2298 | 32.4698 | 7.6145 | 5.5547 | 13.0925 | 32.4968 | 7.4612 | 5.4428 | 13.0493 | 32.522 | 7.393 | 5.3931 | 12.9281 | 32.5458 | 7.3279 | 5.3456 | 12.8619 | 32.5698 | 7.2574 | 5.2942 | 12.9053 | 32.6449 | 7.1532 | 5.2182 | 12.6397 | 32.6431 | 7.8739 | 5.7439 | 12.7156 | 32.5827 | 9.2489 | 6.7469 | 12.783 | 32.4751 | 9.6674 | 7.0522 | 13.0661 | 32.3125 | 10.8428 | 7.9096 | 13.5431 | 32.1805 | 10.3989 | 7.5858 | 13.9085 | 32.102 | 9.7963 | 7.1463 | 14.1792 | 32.0544 | 9.1424 | 6.6693 | 14.1679 | 31.9714 | 8.5474 | 6.2352 | 14.4235 | 31.8807 | 7.9654 | 5.8106 | 14.5927 | 31.8144 | 7.8694 | 5.7406 | 14.7813 | 31.7697 | 7.8413 | 5.7201 | 14.8421 | 31.7458 | 7.8095 | 5.6969 | 14.8952 | 31.7395 | 7.8103 | 5.6975 | 14.9969 | 31.6819 | 7.8489 | 5.7257 | 15.0747 | 31.5939 | 8.3475 | 6.0894 | 15.3562 | 31.4798 | 9.1794 | 6.6962 | 15.574 | 31.3449 | 9.4171 | 6.8696 | 15.9205 | 32.3125 | 10.8428 | 7.9096 | 13.5431 | 32.2792 | 10.3272 | 7.5335 | 13.6594 | 32.3229 | 9.6455 | 7.0363 | 13.6241 | 32.4009 | 8.9039 | 6.4953 | 13.2873 | 32.4419 | 8.2612 | 6.0265 | 13.2298 | 32.4698 | 7.6076 | 5.5497 | 13.0925 | 32.4968 | 7.4527 | 5.4366 | 13.0493 | 32.522 | 7.3842 | 5.3866 | 12.9281 | 32.5458 | 7.3183 | 5.3386 | 12.8619 | 32.5691 | 7.2464 | 5.2862 | 12.9085 | 32.6414 | 7.1529 | 5.218 | 12.6539 | 32.6381 | 7.8781 | 5.747 | 12.7338 | 32.5773 | 9.2609 | 6.7557 | 12.8013 | 32.4698 | 9.6804 | 7.0617 | 13.0825 | 32.3125 | 10.8428 | 7.9096 | 13.5431 | 32.2649 | 10.3395 | 7.5425 | 13.689 | 32.294 | 9.661 | 7.0476 | 13.6893 | 32.3571 | 8.9303 | 6.5146 | 13.3905 | 32.3837 | 8.2673 | 6.0309 | 13.3695 | 32.398 | 7.6117 | 5.5526 | 13.2723 | 32.4137 | 7.4549 | 5.4383 | 13.2669 | 32.4278 | 7.3931 | 5.3932 | 13.1852 | 32.4406 | 7.3221 | 5.3414 | 13.1595 | 32.4521 | 7.2786 | 5.3096 | 13.2462 | 32.4434 | 7.162 | 5.2246 | 13.163 | 32.3534 | 7.6997 | 5.6168 | 13.0166 | 32.1939 | 8.6463 | 6.3073 | 12.6788 | 31.9896 | 8.7411 | 6.3765 | 12.6215 | 32.3125 | 10.8428 | 7.9096 | 13.5431 | 32.2645 | 10.8092 | 7.8851 | 13.6895 | 32.2958 | 10.7047 | 7.8089 | 13.6786 | 32.3595 | 10.5132 | 7.6693 | 13.3767 | 32.3872 | 10.3554 | 7.5541 | 13.3552 | 32.4018 | 10.223 | 7.4575 | 13.2595 | 32.4171 | 10.1327 | 7.3917 | 13.2554 | 32.4303 | 10.0538 | 7.3341 | 13.1772 | 32.4418 | 9.9712 | 7.2739 | 13.1553 | 32.4531 | 9.8401 | 7.1782 | 13.1764 | 32.4426 | 9.4897 | 6.9226 | 12.7586 | 32.3412 | 9.2336 | 6.7358 | 12.3412 | 32.171 | 9.141 | 6.6682 | 12.1502 | 31.9532 | 9.2097 | 6.7183 | 12.6403
MARPLE | HAZEL GROVE | BREDBURY | 395671 | 388643 | primary | best view | 6.1416 | 6.1416 | 6.1416 | 0.4182 | 6.1372 | 6.1372 | 6.1372 | 0.34644 | 6.1529 | 6.1529 | 6.1529 | 0.29272 | 6.1808 | 6.1808 | 6.1808 | 0.11298 | 6.215 | 6.215 | 6.215 | 0.083866 | 6.2533 | 6.2533 | 6.2533 | -0.081562 | 6.2946 | 6.2946 | 6.2946 | -0.25955 | 6.3395 | 6.3395 | 6.3395 | -0.30472 | 6.3773 | 6.3773 | 6.3773 | -0.44452 | 6.4218 | 6.4218 | 6.4218 | -0.61419 | 6.5802 | 6.5802 | 6.5802 | -1.1996 | 6.6879 | 6.6879 | 6.6879 | -1.4851 | 6.751 | 6.751 | 6.751 | -1.5872 | 6.7853 | 6.7853 | 6.7853 | -1.487 | 6.1415 | 6.1415 | 6.1415 | 0.4182 | 6.1461 | 6.1461 | 6.1461 | 0.35537 | 6.1654 | 6.1654 | 6.1654 | 0.32403 | 6.1941 | 6.1941 | 6.1941 | 0.19351 | 6.2266 | 6.2266 | 6.2266 | 0.19304 | 6.2657 | 6.2657 | 6.2657 | 0.076012 | 6.2985 | 6.2985 | 6.2985 | -0.093761 | 6.3305 | 6.3305 | 6.3305 | -0.086075 | 6.3609 | 6.3609 | 6.3609 | -0.22146 | 6.3957 | 6.3957 | 6.3957 | -0.36794 | 6.4569 | 6.4569 | 6.4569 | -0.70762 | 6.5019 | 6.5019 | 6.5019 | -0.95257 | 6.53 | 6.53 | 6.53 | -1.1431 | 6.5479 | 6.5479 | 6.5479 | -1.2128 | 6.1416 | 6.1416 | 6.1416 | 0.4182 | 6.1372 | 6.1372 | 6.1372 | 0.34644 | 6.1529 | 6.1529 | 6.1529 | 0.29272 | 6.1808 | 6.1808 | 6.1808 | 0.11298 | 6.215 | 6.215 | 6.215 | 0.083866 | 6.2533 | 6.2533 | 6.2533 | -0.081562 | 6.2946 | 6.2946 | 6.2946 | -0.25955 | 6.3395 | 6.3395 | 6.3395 | -0.30472 | 6.3773 | 6.3773 | 6.3773 | -0.44452 | 6.4187 | 6.4187 | 6.4187 | -0.59836 | 6.5639 | 6.5639 | 6.5639 | -1.1313 | 6.6639 | 6.6639 | 6.6639 | -1.4013 | 6.7244 | 6.7244 | 6.7244 | -1.5084 | 6.7589 | 6.7589 | 6.7589 | -1.4214 | 6.1421 | 6.1421 | 6.1421 | 0.4182 | 6.1363 | 6.1363 | 6.1363 | 0.34775 | 6.1551 | 6.1551 | 6.1551 | 0.30118 | 6.1905 | 6.1905 | 6.1905 | 0.12848 | 6.2375 | 6.2375 | 6.2375 | 0.10699 | 6.2934 | 6.2934 | 6.2934 | -0.039463 | 6.3452 | 6.3452 | 6.3452 | -0.22177 | 6.3967 | 6.3967 | 6.3967 | -0.24686 | 6.4521 | 6.4521 | 6.4521 | -0.36573 | 6.5172 | 6.5172 | 6.5172 | -0.47602 | 6.7341 | 6.7341 | 6.7341 | -1.306 | 6.9337 | 6.9337 | 6.9337 | -3.1537 | 7.0409 | 7.0409 | 7.0409 | -4.7169 | 7.0968 | 7.0968 | 7.0968 | -5.6755 | 6.1421 | 6.1421 | 6.1421 | 0.4182 | 6.1274 | 6.1274 | 6.1274 | 0.36993 | 6.1535 | 6.1535 | 6.1535 | 0.28357 | 6.1861 | 6.1861 | 6.1861 | 0.11534 | 6.2279 | 6.2279 | 6.2279 | 0.11197 | 6.2749 | 6.2749 | 6.2749 | -0.020075 | 6.3191 | 6.3191 | 6.3191 | -0.16573 | 6.3602 | 6.3602 | 6.3602 | -0.18039 | 6.4084 | 6.4084 | 6.4084 | -0.33013 | 6.4781 | 6.4781 | 6.4781 | -0.76382 | 6.7166 | 6.7166 | 6.7166 | -2.8269 | 6.8611 | 6.8611 | 6.8611 | -4.5249 | 6.9001 | 6.9001 | 6.9001 | -5.5671 | 6.8565 | 6.8565 | 6.8565 | -5.204
MARTON | BLACKPOOL | PENWORTHAM WEST / STANAH | 333341 | 433485 | primary | best view | 24.701 | 9.0152 | 6.5764 | 15.53 | 24.7505 | 8.9521 | 6.5304 | 15.5365 | 24.8502 | 8.8024 | 6.4212 | 15.3741 | 24.9497 | 8.4299 | 6.1495 | 15.106 | 25.059 | 8.3604 | 6.0988 | 14.8462 | 25.1715 | 8.3441 | 6.0869 | 14.575 | 25.2864 | 8.2608 | 6.0261 | 14.2979 | 25.4122 | 8.1274 | 5.9288 | 13.9558 | 25.5219 | 7.964 | 5.8096 | 13.6206 | 25.6389 | 7.8426 | 5.721 | 13.2377 | 26.1111 | 7.2679 | 5.3019 | 11.9625 | 26.5054 | 7.0356 | 5.1324 | 11.3058 | 26.7419 | 6.9981 | 5.105 | 11.1844 | 26.9121 | 6.9134 | 5.0433 | 11.3849 | 24.7119 | 9.0152 | 6.5764 | 15.53 | 24.7594 | 8.9968 | 6.563 | 15.6179 | 24.8435 | 9.0293 | 6.5868 | 15.5964 | 24.8835 | 8.9396 | 6.5213 | 15.465 | 24.9305 | 8.8827 | 6.4798 | 15.3983 | 24.9699 | 8.764 | 6.3932 | 15.2022 | 25.0046 | 8.5909 | 6.267 | 14.7143 | 25.0573 | 8.4436 | 6.1595 | 14.1752 | 25.1273 | 8.2499 | 6.0182 | 13.5146 | 25.2131 | 7.9997 | 5.8357 | 12.637 | 25.3981 | 7.6696 | 5.5949 | 12.1261 | 25.5731 | 7.6701 | 5.5952 | 11.9011 | 25.7095 | 7.7915 | 5.6838 | 11.9189 | 25.8053 | 7.763 | 5.663 | 12.0102 | 24.701 | 9.0152 | 6.5764 | 15.53 | 24.7504 | 8.9514 | 6.53 | 15.5366 | 24.85 | 8.8022 | 6.4211 | 15.3742 | 24.9494 | 8.4267 | 6.1471 | 15.1062 | 25.0586 | 8.3656 | 6.1026 | 14.8465 | 25.1716 | 8.3496 | 6.0909 | 14.575 | 25.2875 | 8.2671 | 6.0307 | 14.2972 | 25.4134 | 8.1319 | 5.9321 | 13.955 | 25.5235 | 7.9653 | 5.8106 | 13.6197 | 25.632 | 7.8535 | 5.729 | 13.2768 | 26.0514 | 7.3108 | 5.3332 | 12.1416 | 26.365 | 7.1062 | 5.1838 | 11.6007 | 26.5646 | 7.0723 | 5.1591 | 11.4912 | 26.6774 | 6.9967 | 5.104 | 11.7045 | 24.7009 | 9.0152 | 6.5764 | 15.53 | 24.7816 | 9.0039 | 6.5682 | 15.5518 | 24.9129 | 9.1224 | 6.6547 | 15.4193 | 25.0542 | 9.0259 | 6.5843 | 15.1763 | 25.1913 | 8.8618 | 6.4646 | 14.9436 | 25.3008 | 8.6784 | 6.3308 | 14.7001 | 25.4269 | 8.4969 | 6.1984 | 14.4508 | 25.5753 | 8.3236 | 6.0719 | 14.1756 | 25.7419 | 8.1486 | 5.9443 | 13.9128 | 25.9426 | 7.9369 | 5.7899 | 13.5903 | 26.7156 | 6.8119 | 4.9692 | 11.2286 | 27.6243 | 5.1318 | 3.7436 | 5.5003 | 23.8866 | 3.8746 | 2.8265 | 0.95397 | 17.9644 | 2.914 | 2.1257 | -2.2648 | 24.7009 | 9.0152 | 6.5764 | 15.53 | 24.7662 | 8.9496 | 6.5286 | 15.5857 | 24.9163 | 8.7476 | 6.3812 | 15.353 | 25.0664 | 8.5574 | 6.2425 | 15.0971 | 25.1905 | 8.351 | 6.0919 | 14.87 | 25.2892 | 8.14 | 5.938 | 14.6556 | 25.4082 | 7.9551 | 5.8032 | 14.4339 | 25.5444 | 7.8174 | 5.7027 | 14.2029 | 25.7057 | 7.6666 | 5.5926 | 13.9436 | 25.9908 | 7.2686 | 5.3024 | 12.589 | 27.0276 | 5.5831 | 4.0728 | 6.2217 | 24.0703 | 3.9044 | 2.8482 | 0.98743 | 18.9449 | 3.0731 | 2.2418 | -2.0454 | 19.3075 | 3.1319 | 2.2847 | -1.2303
MARYPORT | STAINBURN & SIDDICK | HARKER / HUTTON | 303716 | 535313 | primary | best view | 28.6649 | 17.0772 | 12.2737 | 17.4701 | 28.6764 | 17.043 | 12.2492 | 17.3388 | 28.8754 | 16.9611 | 12.1903 | 17.0485 | 29.0192 | 16.8161 | 12.086 | 16.6364 | 29.156 | 16.6823 | 11.9899 | 16.3284 | 29.3011 | 16.5269 | 11.8782 | 15.8935 | 29.4562 | 16.3656 | 11.7623 | 15.4496 | 29.6254 | 16.2173 | 11.6557 | 15.0115 | 29.7449 | 16.0674 | 11.5479 | 14.5507 | 29.881 | 15.8983 | 11.4265 | 13.9915 | 30.4488 | 15.1707 | 10.9035 | 11.8636 | 30.9069 | 14.6983 | 10.5639 | 11.0338 | 31.178 | 14.2108 | 10.2136 | 11.1337 | 31.3843 | 13.743 | 9.8774 | 11.7132 | 28.665 | 17.0772 | 12.2737 | 17.4701 | 28.6952 | 17.0732 | 12.2708 | 17.501 | 28.8594 | 17.0274 | 12.238 | 17.3572 | 28.9124 | 16.9584 | 12.1884 | 17.1963 | 28.9649 | 16.9126 | 12.1554 | 17.1586 | 29.0274 | 16.8345 | 12.0993 | 16.969 | 29.1021 | 16.7507 | 12.039 | 16.7196 | 29.1877 | 16.671 | 11.9818 | 16.4468 | 29.2828 | 16.5892 | 11.923 | 16.1568 | 29.3863 | 16.4955 | 11.8557 | 15.7917 | 29.7424 | 16.2061 | 11.6477 | 14.8657 | 30.0211 | 15.9692 | 11.4774 | 14.3285 | 30.1356 | 15.7976 | 11.354 | 14.1555 | 30.2201 | 15.639 | 11.2401 | 14.1892 | 28.6649 | 17.0772 | 12.2737 | 17.4701 | 28.6763 | 17.0431 | 12.2492 | 17.3389 | 28.8752 | 16.9612 | 12.1903 | 17.0487 | 29.0189 | 16.8171 | 12.0868 | 16.6366 | 29.1557 | 16.6843 | 11.9913 | 16.3286 | 29.3012 | 16.5298 | 11.8803 | 15.8934 | 29.4574 | 16.3842 | 11.7756 | 15.4489 | 29.6268 | 16.2399 | 11.6719 | 15.0107 | 29.7466 | 16.086 | 11.5613 | 14.5496 | 29.8728 | 15.9193 | 11.4415 | 14.0405 | 30.3807 | 15.206 | 10.9288 | 12.0876 | 30.7524 | 14.7433 | 10.5963 | 11.3377 | 30.9844 | 14.2484 | 10.2406 | 11.4318 | 31.1321 | 13.7822 | 9.9056 | 12.0046 | 28.6646 | 17.0772 | 12.2737 | 17.4701 | 28.6835 | 17.037 | 12.2448 | 17.326 | 28.8846 | 16.9541 | 12.1853 | 17.0314 | 29.0771 | 16.8132 | 12.084 | 16.6384 | 29.2484 | 16.6913 | 11.9964 | 16.3548 | 29.4573 | 16.5326 | 11.8823 | 15.931 | 29.6538 | 16.3793 | 11.7722 | 15.4797 | 29.8285 | 16.2222 | 11.6592 | 15.0276 | 30.0221 | 16.0871 | 11.5621 | 14.6796 | 30.2495 | 15.9239 | 11.4448 | 14.261 | 31.1134 | 15.1154 | 10.8637 | 12.2702 | 31.7799 | 14.1216 | 10.1495 | 9.0239 | 32.1054 | 13.4346 | 9.6557 | 7.0538 | 32.2511 | 12.9177 | 9.2842 | 5.7288 | 28.6646 | 17.0772 | 12.2737 | 17.4701 | 28.6714 | 17.0453 | 12.2508 | 17.3572 | 28.9598 | 16.9443 | 12.1782 | 16.9677 | 29.1253 | 16.7738 | 12.0557 | 16.5382 | 29.3186 | 16.6181 | 11.9438 | 16.2569 | 29.5111 | 16.2772 | 11.6987 | 15.8726 | 29.6561 | 16.0398 | 11.5281 | 15.4805 | 29.8217 | 15.8661 | 11.4033 | 15.1233 | 30.0043 | 15.7189 | 11.2975 | 14.8062 | 30.237 | 15.4915 | 11.1341 | 13.9639 | 31.1056 | 14.2677 | 10.2545 | 10.0243 | 31.5941 | 12.9953 | 9.34 | 7.4788 | 31.7158 | 12.0359 | 8.6505 | 6.3309 | 31.6263 | 11.7837 | 8.4692 | 7.2089
MELLING | KENDAL (PARKSIDE RD) | HARKER / HUTTON | 360144 | 471643 | primary | best view | 6.619 | 6.619 | 6.619 | 3.0731 | 6.6219 | 6.6219 | 6.6219 | 3.0686 | 6.6619 | 6.6619 | 6.6619 | 2.9788 | 6.7069 | 6.7069 | 6.7069 | 2.8626 | 6.7612 | 6.7612 | 6.7612 | 2.7896 | 6.8213 | 6.8213 | 6.8213 | 2.6746 | 6.8646 | 6.8646 | 6.8646 | 2.5578 | 6.9032 | 6.9032 | 6.9032 | 2.4453 | 6.9455 | 6.9455 | 6.9455 | 2.3209 | 6.9954 | 6.9954 | 6.9954 | 2.1305 | 7.1477 | 7.1477 | 7.1477 | 1.5037 | 7.2486 | 7.2486 | 7.2486 | 1.2147 | 7.3016 | 7.3016 | 7.3016 | 1.1168 | 7.3244 | 7.3244 | 7.3244 | 1.2556 | 6.6188 | 6.6188 | 6.6188 | 3.0731 | 6.6276 | 6.6276 | 6.6276 | 3.0737 | 6.6621 | 6.6621 | 6.6621 | 3.0095 | 6.6959 | 6.6959 | 6.6959 | 2.9411 | 6.7336 | 6.7336 | 6.7336 | 2.9142 | 6.7796 | 6.7796 | 6.7796 | 2.8341 | 6.83 | 6.83 | 6.83 | 2.7391 | 6.8673 | 6.8673 | 6.8673 | 2.6429 | 6.8995 | 6.8995 | 6.8995 | 2.5375 | 6.9361 | 6.9361 | 6.9361 | 2.405 | 7.0042 | 7.0042 | 7.0042 | 2.0859 | 7.0534 | 7.0534 | 7.0534 | 1.7528 | 7.083 | 7.083 | 7.083 | 1.4946 | 7.097 | 7.097 | 7.097 | 1.339 | 6.619 | 6.619 | 6.619 | 3.0731 | 6.6219 | 6.6219 | 6.6219 | 3.0686 | 6.6619 | 6.6619 | 6.6619 | 2.9788 | 6.7069 | 6.7069 | 6.7069 | 2.8626 | 6.7612 | 6.7612 | 6.7612 | 2.7896 | 6.8213 | 6.8213 | 6.8213 | 2.6746 | 6.8646 | 6.8646 | 6.8646 | 2.5578 | 6.9032 | 6.9032 | 6.9032 | 2.4453 | 6.9455 | 6.9455 | 6.9455 | 2.3209 | 6.992 | 6.992 | 6.992 | 2.1446 | 7.1327 | 7.1327 | 7.1327 | 1.5634 | 7.2262 | 7.2262 | 7.2262 | 1.2857 | 7.2767 | 7.2767 | 7.2767 | 1.1804 | 7.2999 | 7.2999 | 7.2999 | 1.3104 | 6.6198 | 6.6198 | 6.6198 | 3.0731 | 6.6229 | 6.6229 | 6.6229 | 3.0612 | 6.6702 | 6.6702 | 6.6702 | 2.9688 | 6.7278 | 6.7278 | 6.7278 | 2.8508 | 6.8027 | 6.8027 | 6.8027 | 2.7707 | 6.8626 | 6.8626 | 6.8626 | 2.6447 | 6.9153 | 6.9153 | 6.9153 | 2.51 | 6.9739 | 6.9739 | 6.9739 | 2.3851 | 7.0296 | 7.0296 | 7.0296 | 2.2717 | 7.0945 | 7.0945 | 7.0945 | 2.1373 | 7.2975 | 7.2975 | 7.2975 | 1.62 | 7.4102 | 7.4102 | 7.4102 | 1.106 | 7.4459 | 7.4459 | 7.4459 | 0.88283 | 7.4541 | 7.4541 | 7.4541 | 0.78034 | 6.6198 | 6.6198 | 6.6198 | 3.0731 | 6.6188 | 6.6188 | 6.6188 | 3.0708 | 6.6934 | 6.6934 | 6.6934 | 2.9424 | 6.7562 | 6.7562 | 6.7562 | 2.8224 | 6.8133 | 6.8133 | 6.8133 | 2.738 | 6.8531 | 6.8531 | 6.8531 | 2.6186 | 6.9001 | 6.9001 | 6.9001 | 2.4994 | 6.9499 | 6.9499 | 6.9499 | 2.3964 | 6.9964 | 6.9964 | 6.9964 | 2.299 | 7.0516 | 7.0516 | 7.0516 | 2.1105 | 7.224 | 7.224 | 7.224 | 1.3509 | 7.2945 | 7.2945 | 7.2945 | 0.93935 | 7.2912 | 7.2912 | 7.2912 | 0.83988 | 7.2624 | 7.2624 | 7.2624 | 1.0283
MERESIDE | PEEL | PENWORTHAM WEST / STANAH | 334431 | 434843 | primary | best view | 30.419 | 13.7688 | 10.0442 | 15.5103 | 30.4007 | 13.693 | 9.9889 | 15.1696 | 30.4268 | 13.5779 | 9.9049 | 15.0513 | 30.4741 | 13.3225 | 9.7186 | 14.7512 | 30.5185 | 13.2177 | 9.6421 | 14.6863 | 30.5631 | 13.2663 | 9.6776 | 14.4785 | 30.6104 | 13.2467 | 9.6633 | 14.3267 | 30.6629 | 13.1975 | 9.6274 | 14.1488 | 30.7182 | 13.1323 | 9.5798 | 14.0004 | 30.7838 | 13.0687 | 9.5334 | 13.7383 | 31.0647 | 12.8058 | 9.3417 | 12.8767 | 31.3101 | 12.6833 | 9.2523 | 12.3974 | 31.4597 | 15.3926 | 11.2287 | 12.3027 | 31.5755 | 18.1878 | 13.2677 | 12.4033 | 30.4189 | 13.7688 | 10.0442 | 15.5103 | 30.3812 | 13.753 | 10.0326 | 15.4921 | 30.3748 | 13.7785 | 10.0512 | 15.5599 | 30.3837 | 13.6998 | 9.9938 | 15.4791 | 30.3863 | 13.6957 | 9.9908 | 15.6347 | 30.3925 | 13.6423 | 9.9518 | 15.6403 | 30.4131 | 13.622 | 9.937 | 15.645 | 30.4471 | 13.578 | 9.905 | 15.5854 | 30.4942 | 13.5366 | 9.8748 | 15.5056 | 30.553 | 13.5036 | 9.8507 | 15.3215 | 30.6405 | 13.3588 | 9.745 | 15.1197 | 30.719 | 13.1814 | 9.6156 | 15.003 | 30.7846 | 15.498 | 11.3056 | 15.0142 | 30.8301 | 17.7187 | 12.9256 | 15.1184 | 30.419 | 13.7688 | 10.0442 | 15.5103 | 30.4006 | 13.6935 | 9.9892 | 15.1697 | 30.4266 | 13.5789 | 9.9056 | 15.0514 | 30.4739 | 13.3217 | 9.718 | 14.7514 | 30.5182 | 13.2221 | 9.6453 | 14.6865 | 30.5632 | 13.2705 | 9.6806 | 14.4784 | 30.6114 | 13.2514 | 9.6667 | 14.3259 | 30.6641 | 13.201 | 9.63 | 14.1478 | 30.7196 | 13.1347 | 9.5816 | 13.9994 | 30.7808 | 13.0735 | 9.537 | 13.753 | 31.0295 | 12.8217 | 9.3533 | 12.974 | 31.2152 | 12.7065 | 9.2692 | 12.5606 | 31.3369 | 15.4202 | 11.2488 | 12.4851 | 31.4054 | 18.2222 | 13.2929 | 12.6124 | 30.4192 | 13.7688 | 10.0442 | 15.5103 | 30.3948 | 13.7313 | 10.0168 | 15.1846 | 30.4192 | 13.3352 | 9.7279 | 15.0846 | 30.4691 | 12.9462 | 9.444 | 14.8026 | 30.5205 | 12.5957 | 9.1884 | 14.7515 | 30.5805 | 12.2535 | 8.9388 | 14.5483 | 30.6521 | 11.964 | 8.7275 | 14.3832 | 30.7358 | 11.89 | 8.6736 | 14.1857 | 30.8262 | 11.8186 | 8.6215 | 14.0199 | 30.9313 | 11.7345 | 8.5602 | 13.7714 | 31.3753 | 11.3569 | 8.2847 | 12.7321 | 31.8422 | 11.0044 | 8.0275 | 11.1547 | 32.0413 | 13.342 | 9.7328 | 10.1676 | 32.0957 | 15.7822 | 11.5129 | 9.464 | 30.4192 | 13.7688 | 10.0442 | 15.5103 | 30.3865 | 13.6902 | 9.9868 | 15.2068 | 30.4192 | 13.4393 | 9.8038 | 15.0704 | 30.4681 | 13.3881 | 9.7665 | 14.7867 | 30.5177 | 13.3195 | 9.7164 | 14.7363 | 30.5745 | 13.1848 | 9.6182 | 14.5539 | 30.6444 | 13.0833 | 9.5441 | 14.4105 | 30.7247 | 13.009 | 9.4899 | 14.2086 | 30.8156 | 12.9461 | 9.444 | 14.0383 | 30.9451 | 12.8383 | 9.3654 | 13.5832 | 31.4602 | 12.3649 | 9.02 | 11.7055 | 31.7642 | 12.4048 | 9.0491 | 10.4078 | 31.8233 | 17.4764 | 12.7488 | 9.7365 | 31.7313 | 17.482 | 12.7528 | 10.1911
MIDDLETON JUNCTION | CHADDERTON | WHITEGATE | 388606 | 405292 | primary | best view | 31.441 | 13.0842 | 9.4039 | 12.5256 | 31.4281 | 10.8981 | 7.8327 | 12.5044 | 31.4766 | 8.9159 | 6.408 | 12.2714 | 31.5486 | 6.8763 | 4.9421 | 11.8761 | 29.1003 | 4.7911 | 3.4435 | 11.5543 | 16.2082 | 2.6686 | 1.9179 | 11.1593 | 15.527 | 2.5564 | 1.8373 | 10.822 | 14.7345 | 2.4259 | 1.7436 | 10.4107 | 13.8525 | 2.2807 | 1.6392 | 9.9607 | 12.814 | 2.1097 | 1.5163 | 9.4414 | 12.4034 | 2.0421 | 1.4677 | 7.5203 | 30.8373 | 5.0771 | 3.649 | 6.4187 | 33.8552 | 10.0215 | 7.2026 | 6.0224 | 34.2732 | 11.0994 | 7.9774 | 5.9813 | 31.4406 | 13.0842 | 9.4039 | 12.5256 | 31.3989 | 10.9176 | 7.8467 | 12.5733 | 31.4077 | 8.9789 | 6.4533 | 12.4836 | 31.4291 | 6.9803 | 5.0169 | 12.3031 | 30.2246 | 4.9763 | 3.5765 | 12.2321 | 18.0113 | 2.9654 | 2.1313 | 12.0554 | 17.678 | 2.9106 | 2.0919 | 11.8737 | 17.2364 | 2.8378 | 2.0396 | 11.597 | 16.7048 | 2.7503 | 1.9767 | 11.2543 | 16.1716 | 2.6625 | 1.9136 | 10.9028 | 16.1951 | 2.6664 | 1.9164 | 9.715 | 27.6003 | 4.5442 | 3.266 | 8.8116 | 32.563 | 7.5751 | 5.4444 | 8.222 | 32.8183 | 8.1376 | 5.8486 | 7.7989 | 31.441 | 13.0842 | 9.4039 | 12.5256 | 31.4278 | 10.9014 | 7.835 | 12.5045 | 31.4761 | 8.9169 | 6.4088 | 12.2717 | 31.548 | 6.883 | 4.947 | 11.8765 | 29.1421 | 4.798 | 3.4484 | 11.5549 | 16.2433 | 2.6743 | 1.9221 | 11.1591 | 15.5768 | 2.5646 | 1.8432 | 10.8202 | 14.7886 | 2.4348 | 1.75 | 10.4087 | 13.9018 | 2.2888 | 1.645 | 9.9583 | 12.9037 | 2.1245 | 1.5269 | 9.4799 | 12.6659 | 2.0853 | 1.4988 | 7.7124 | 31.2405 | 5.1435 | 3.6967 | 6.7271 | 33.5491 | 10.094 | 7.2547 | 6.3527 | 33.8362 | 11.1859 | 8.0395 | 6.3575 | 31.4414 | 13.0842 | 9.4039 | 12.5256 | 31.4215 | 10.5237 | 7.5636 | 12.5134 | 31.4725 | 8.2531 | 5.9317 | 12.3042 | 31.5539 | 5.9506 | 4.2768 | 11.935 | 22.2895 | 3.6698 | 2.6376 | 11.6619 | 8.5514 | 1.4079 | 1.0119 | 8.5514 | 7.6957 | 1.267 | 0.91064 | 7.6957 | 6.8808 | 1.1329 | 0.81421 | 6.8808 | 6.0106 | 0.98959 | 0.71124 | 6.0106 | 5.1286 | 0.84439 | 0.60688 | 5.1286 | 2.3975 | 0.39473 | 0.2837 | 2.3975 | 14.0481 | 2.3129 | 1.6623 | 2.1814 | 35.4007 | 6.2363 | 4.4822 | -1.832 | 35.6992 | 6.6404 | 4.7726 | -4.5488 | 31.4414 | 13.0842 | 9.4039 | 12.5256 | 31.4109 | 12.8086 | 9.2058 | 12.5715 | 31.4771 | 12.6794 | 9.1129 | 12.2713 | 31.5608 | 12.4639 | 8.958 | 11.9021 | 31.6587 | 12.2026 | 8.7703 | 11.6339 | 31.7777 | 11.8999 | 8.5527 | 11.3146 | 31.9264 | 11.8456 | 8.5137 | 11.0432 | 32.1003 | 11.7206 | 8.4238 | 10.7133 | 32.3142 | 11.6251 | 8.3552 | 10.239 | 32.6347 | 11.3768 | 8.1767 | 9.0284 | 33.9531 | 10.8537 | 7.8007 | 3.2886 | 34.7739 | 9.6264 | 6.9187 | -1.3536 | 35.1053 | 8.9169 | 6.4088 | -4.0153 | 35.0777 | 8.8982 | 6.3953 | -3.3711
MIDWAY | EGREMONT | HARKER / HUTTON | 304525 | 501993 | primary | best view | 18.1778 | 18.1778 | 18.1778 | 12.1239 | 18.1693 | 18.1693 | 18.1693 | 12.0259 | 18.2309 | 18.2309 | 18.2309 | 11.9877 | 18.2687 | 18.2687 | 18.2687 | 11.7888 | 18.3098 | 18.3098 | 18.3098 | 11.6408 | 18.3553 | 18.3553 | 18.3553 | 11.3874 | 18.4052 | 18.4052 | 18.4052 | 11.1445 | 18.4628 | 18.4628 | 18.4623 | 11.0292 | 18.527 | 18.527 | 18.3484 | 10.752 | 18.6095 | 18.6095 | 18.2309 | 10.4549 | 18.998 | 18.998 | 17.8897 | 9.2394 | 19.3143 | 19.3143 | 17.6909 | 8.7103 | 19.4945 | 19.4945 | 17.5307 | 8.6686 | 19.6077 | 19.6077 | 17.4049 | 8.9936 | 18.1777 | 18.1777 | 18.1777 | 12.1239 | 18.1774 | 18.1774 | 18.1774 | 12.032 | 18.2021 | 18.2021 | 18.2021 | 12.0328 | 18.2105 | 18.2105 | 18.2105 | 11.9312 | 18.2177 | 18.2177 | 18.2177 | 11.8898 | 18.2312 | 18.2312 | 18.2312 | 11.7259 | 18.2548 | 18.2548 | 18.2548 | 11.5495 | 18.288 | 18.288 | 18.288 | 11.4847 | 18.3293 | 18.3293 | 18.3293 | 11.2531 | 18.38 | 18.38 | 18.38 | 11.0722 | 18.5194 | 18.5194 | 18.5194 | 10.577 | 18.6542 | 18.6542 | 18.4377 | 10.1338 | 18.7463 | 18.7463 | 18.3718 | 9.8042 | 18.8008 | 18.8008 | 18.3375 | 9.6839 | 18.1778 | 18.1778 | 18.1778 | 12.1239 | 18.169 | 18.169 | 18.169 | 12.026 | 18.2315 | 18.2315 | 18.2315 | 11.9874 | 18.2693 | 18.2693 | 18.2693 | 11.7886 | 18.3103 | 18.3103 | 18.3103 | 11.6407 | 18.356 | 18.356 | 18.356 | 11.3872 | 18.4063 | 18.4063 | 18.4063 | 11.144 | 18.4638 | 18.4638 | 18.4638 | 11.0287 | 18.5258 | 18.5258 | 18.355 | 10.7524 | 18.6008 | 18.6008 | 18.2373 | 10.482 | 18.9486 | 18.9486 | 17.8893 | 9.3828 | 19.1983 | 19.1983 | 17.693 | 8.9135 | 19.3332 | 19.3332 | 17.5325 | 8.8835 | 19.4019 | 19.4019 | 17.4107 | 9.21 | 18.178 | 18.178 | 18.178 | 12.1239 | 18.167 | 18.167 | 18.167 | 12.0139 | 18.2317 | 18.2317 | 18.2317 | 11.9707 | 18.2791 | 18.2791 | 18.2791 | 11.7743 | 18.3368 | 18.3368 | 18.3368 | 11.6227 | 18.4095 | 18.4095 | 18.4095 | 11.3563 | 18.4975 | 18.4975 | 18.4876 | 11.0844 | 18.6028 | 18.6028 | 18.422 | 10.9437 | 18.7183 | 18.7183 | 18.3447 | 10.672 | 18.8567 | 18.8567 | 18.272 | 10.4642 | 19.4013 | 19.4013 | 17.9863 | 9.4758 | 19.8564 | 19.8564 | 17.7078 | 8.1705 | 20.0966 | 20.0966 | 17.5587 | 7.4941 | 20.1918 | 20.1918 | 17.445 | 7.1038 | 18.178 | 18.178 | 18.178 | 12.1239 | 18.1601 | 18.1601 | 18.1601 | 12.0335 | 18.2427 | 18.2427 | 18.2427 | 11.9289 | 18.2946 | 18.2946 | 18.2946 | 11.7144 | 18.3568 | 18.3568 | 18.3568 | 11.553 | 18.431 | 18.431 | 18.431 | 11.3009 | 18.5235 | 18.5235 | 18.4489 | 11.0586 | 18.625 | 18.625 | 18.3524 | 10.9647 | 18.7366 | 18.7366 | 18.2465 | 10.7343 | 18.8737 | 18.8737 | 18.1299 | 10.3874 | 19.3847 | 19.3847 | 17.7603 | 8.7544 | 19.7147 | 19.7147 | 17.4047 | 7.778 | 19.8282 | 19.8282 | 17.1936 | 7.4083 | 19.8046 | 19.8046 | 17.1134 | 7.8322
MILNROW | CASTLETON | ROCHDALE | 392351 | 413056 | primary | best view | 29.6854 | 10.7054 | 7.8094 | 16.6312 | 29.68 | 10.9654 | 7.9991 | 16.6433 | 29.7215 | 10.8072 | 7.8837 | 16.4301 | 29.7839 | 10.6791 | 7.7902 | 16.27 | 29.8497 | 10.4973 | 7.6576 | 16.0466 | 29.9213 | 10.3097 | 7.5208 | 15.7162 | 29.9987 | 10.1546 | 7.4076 | 15.3575 | 30.0866 | 10.0576 | 7.3369 | 15.0479 | 30.1822 | 10.0173 | 7.3075 | 14.7782 | 30.2937 | 9.9053 | 7.2258 | 14.346 | 30.8061 | 9.399 | 6.8564 | 12.8496 | 31.287 | 9.1115 | 6.6467 | 11.8992 | 31.6312 | 9.017 | 6.5777 | 11.4748 | 31.9385 | 8.8562 | 6.4605 | 11.3202 | 29.685 | 10.7054 | 7.8094 | 16.6312 | 29.6756 | 10.9595 | 7.9948 | 16.6489 | 29.7004 | 10.8196 | 7.8928 | 16.4827 | 29.7373 | 10.8007 | 7.8789 | 16.42 | 29.7749 | 10.6865 | 7.7956 | 16.3136 | 29.8206 | 10.5157 | 7.6711 | 16.0735 | 29.881 | 10.4163 | 7.5986 | 15.7838 | 29.9547 | 10.3551 | 7.5539 | 15.5275 | 30.0414 | 10.2861 | 7.5036 | 15.2793 | 30.1396 | 10.2156 | 7.4521 | 14.9635 | 30.3761 | 9.9874 | 7.2857 | 14.0716 | 30.5902 | 9.7619 | 7.1212 | 13.2651 | 30.791 | 9.769 | 7.1264 | 12.6745 | 30.965 | 9.7401 | 7.1052 | 12.1477 | 29.6854 | 10.7054 | 7.8094 | 16.6312 | 29.6799 | 10.958 | 7.9937 | 16.6434 | 29.7213 | 10.8037 | 7.8812 | 16.4303 | 29.7835 | 10.676 | 7.788 | 16.2702 | 29.8492 | 10.4904 | 7.6526 | 16.0469 | 29.9215 | 10.2733 | 7.4943 | 15.7161 | 30.0004 | 10.1903 | 7.4337 | 15.3567 | 30.0886 | 10.0449 | 7.3276 | 15.0468 | 30.1845 | 10.0171 | 7.3073 | 14.7769 | 30.2886 | 9.917 | 7.2343 | 14.3713 | 30.7461 | 9.4201 | 6.8719 | 12.9832 | 31.1262 | 9.1484 | 6.6736 | 12.1018 | 31.4225 | 9.0545 | 6.6052 | 11.6858 | 31.6502 | 8.9101 | 6.4998 | 11.5509 | 29.6861 | 10.7054 | 7.8094 | 16.6312 | 29.6768 | 10.5122 | 7.6685 | 16.6406 | 29.7243 | 10.1813 | 7.4271 | 16.4279 | 29.7964 | 10.1323 | 7.3914 | 16.2671 | 29.8833 | 10.0924 | 7.3622 | 16.0589 | 29.9894 | 10.0273 | 7.3148 | 15.734 | 30.1149 | 9.9292 | 7.2432 | 15.3481 | 30.2628 | 9.8238 | 7.1663 | 15.0093 | 30.428 | 9.7515 | 7.1136 | 14.7764 | 30.6216 | 9.6289 | 7.0241 | 14.4089 | 31.4555 | 8.9413 | 6.5226 | 12.3819 | 32.2573 | 7.9451 | 5.7958 | 7.9539 | 32.742 | 7.2353 | 5.278 | 4.4711 | 32.9815 | 6.7248 | 4.9056 | 1.968 | 29.6861 | 10.7054 | 7.8094 | 16.6312 | 29.6636 | 10.9755 | 8.0065 | 16.6958 | 29.7252 | 10.7774 | 7.862 | 16.4382 | 29.7929 | 10.5836 | 7.7206 | 16.2884 | 29.8764 | 10.2215 | 7.4565 | 16.0832 | 29.9773 | 9.9732 | 7.2753 | 15.7843 | 30.1019 | 9.7976 | 7.1472 | 15.4447 | 30.2465 | 9.6966 | 7.0736 | 15.1586 | 30.4156 | 9.5862 | 6.993 | 14.8391 | 30.6375 | 9.3309 | 6.8067 | 13.7643 | 31.5391 | 8.2216 | 5.9976 | 8.9381 | 32.1798 | 7.2323 | 5.2759 | 4.9393 | 32.4328 | 6.835 | 4.9861 | 2.5973 | 32.4112 | 6.7799 | 4.9458 | 2.9646
MINTSFEET | KENDAL (PARKSIDE RD) | HARKER / HUTTON | 351827 | 494315 | primary | best view | 15.5172 | 2.5548 | 1.8362 | 10.4119 | 14.6432 | 2.4109 | 1.7328 | 9.7157 | 14.2097 | 2.3395 | 1.6815 | 9.6265 | 12.9835 | 2.1376 | 1.5364 | 9.2005 | 11.913 | 1.9614 | 1.4097 | 9.0679 | 11.2535 | 1.8528 | 1.3316 | 8.6758 | 10.4465 | 1.7199 | 1.2362 | 8.1589 | 9.6118 | 1.5825 | 1.1374 | 7.7196 | 8.3217 | 1.3701 | 0.98472 | 6.9289 | 7.1741 | 1.1812 | 0.84892 | 6.2713 | 1.9603 | 0.32275 | 0.23196 | 1.9603 | 2.6844 | 0.44197 | 0.31765 | -1.8405 | 14.3316 | 2.3596 | 1.6959 | -5.2544 | 32.2998 | 6.2469 | 4.4898 | -4.7409 | 15.5172 | 2.5548 | 1.8362 | 10.4119 | 15.1462 | 2.4937 | 1.7923 | 10.1275 | 15.2167 | 2.5053 | 1.8006 | 10.3151 | 14.8577 | 2.4462 | 1.7581 | 10.2218 | 14.6804 | 2.417 | 1.7372 | 10.2829 | 14.115 | 2.3239 | 1.6703 | 10.059 | 13.5314 | 2.2278 | 1.6012 | 9.7233 | 12.9144 | 2.1263 | 1.5282 | 9.4169 | 12.1198 | 1.9954 | 1.4342 | 9.0453 | 11.3405 | 1.8671 | 1.3419 | 8.5593 | 9.0437 | 1.489 | 1.0702 | 7.256 | 7.7913 | 1.2828 | 0.92196 | 6.2502 | 23.6908 | 4.2255 | 3.037 | 5.5251 | 24.0285 | 7.2269 | 5.1941 | 5.1344 | 15.5172 | 2.5548 | 1.8362 | 10.4119 | 14.643 | 2.4109 | 1.7327 | 9.716 | 14.2096 | 2.3395 | 1.6814 | 9.6272 | 12.9716 | 2.1357 | 1.535 | 9.2014 | 11.8902 | 1.9576 | 1.407 | 9.0691 | 11.3068 | 1.8616 | 1.338 | 8.6754 | 10.57 | 1.7403 | 1.2508 | 8.1552 | 9.764 | 1.6076 | 1.1554 | 7.7154 | 8.4437 | 1.3902 | 0.99916 | 6.9241 | 7.3142 | 1.2042 | 0.8655 | 6.3204 | 2.2697 | 0.37368 | 0.26857 | 2.2697 | 2.6844 | 0.44197 | 0.31765 | -1.3203 | 14.9677 | 2.4643 | 1.7712 | -4.6638 | 31.5778 | 6.3759 | 4.5825 | -4.025 | 15.5172 | 2.5548 | 1.8362 | 10.4119 | 14.5173 | 2.3902 | 1.7179 | 9.6956 | 13.9745 | 2.3008 | 1.6536 | 9.5929 | 12.3828 | 2.0387 | 1.4653 | 9.1395 | 11.2325 | 1.8493 | 1.3292 | 8.9493 | 9.7213 | 1.6005 | 1.1503 | 8.4982 | 8.2118 | 1.352 | 0.97172 | 7.9688 | 6.8903 | 1.1344 | 0.81534 | 6.8903 | 4.9565 | 0.81605 | 0.58651 | 4.9565 | 3.107 | 0.51155 | 0.36766 | 3.107 | 2.6844 | 0.44197 | 0.31765 | -7.0305 | 2.6844 | 0.44197 | 0.31765 | -12.1053 | 2.6844 | 0.44197 | 0.31765 | -15.0273 | 13.5342 | 2.2283 | 1.6015 | -16.6889 | 15.5172 | 2.5548 | 1.8362 | 10.4119 | 14.6521 | 2.4124 | 1.7338 | 9.7188 | 13.8821 | 2.2856 | 1.6427 | 9.5414 | 12.0867 | 1.99 | 1.4302 | 9.0626 | 11.5084 | 1.8948 | 1.3618 | 8.8389 | 4.2854 | 0.70556 | 0.5071 | 3.6242 | 2.7788 | 0.4575 | 0.32882 | 2.7788 | 1.6184 | 0.26646 | 0.19151 | 1.6184 | 0.17668 | 0.029088 | 0.020906 | 0.17668 | 2.6844 | 0.44197 | 0.31765 | 1.1438 | 2.6844 | 0.44197 | 0.31765 | -5.4786 | 2.6844 | 0.44197 | 0.31765 | -9.6692 | 22.5886 | 3.719 | 2.673 | -11.7075 | 22.7261 | 3.7417 | 2.6892 | -10.5762
MONSALL | STUART ST | STALYBRIDGE | 386332 | 401003 | primary | best view | 20.9211 | 8.3619 | 6.0999 | 17.3205 | 20.9134 | 8.1776 | 5.9655 | 16.6059 | 20.936 | 7.3343 | 5.3502 | 16.4824 | 20.9745 | 6.5349 | 4.7671 | 16.3653 | 21.0233 | 5.685 | 4.1471 | 16.3034 | 21.0765 | 4.8264 | 3.5208 | 16.1685 | 21.1202 | 3.9951 | 2.9143 | 16.0477 | 21.1526 | 3.9262 | 2.8641 | 15.9393 | 21.1865 | 3.8431 | 2.8035 | 15.8119 | 21.2274 | 3.7513 | 2.7365 | 15.6075 | 21.1759 | 3.4349 | 2.5057 | 14.7984 | 18.9049 | 3.0666 | 2.237 | 14.1486 | 17.4414 | 2.8292 | 2.0638 | 13.7957 | 16.9651 | 2.7519 | 2.0075 | 13.6296 | 20.9211 | 8.3619 | 6.0999 | 17.3205 | 20.9055 | 8.2549 | 6.0218 | 16.9868 | 20.9142 | 8.1508 | 5.9459 | 16.935 | 20.9327 | 8.0455 | 5.8691 | 16.8887 | 20.9352 | 7.9538 | 5.8022 | 16.89 | 20.9159 | 7.8231 | 5.7068 | 16.8095 | 20.9079 | 7.6854 | 5.6064 | 16.7131 | 20.916 | 7.6477 | 5.5789 | 16.6073 | 20.9395 | 7.6142 | 5.5544 | 16.4634 | 20.9772 | 7.5494 | 5.5072 | 16.269 | 20.9949 | 7.3759 | 5.3806 | 15.7645 | 20.9903 | 7.2192 | 5.2663 | 15.3142 | 20.9594 | 7.2134 | 5.2621 | 15.0556 | 20.9169 | 7.2171 | 5.2648 | 14.8204 | 20.9211 | 8.3619 | 6.0999 | 17.3205 | 20.9134 | 8.1777 | 5.9655 | 16.6059 | 20.936 | 7.3333 | 5.3496 | 16.4824 | 20.9745 | 6.5352 | 4.7674 | 16.3653 | 21.0233 | 5.6856 | 4.1476 | 16.3034 | 21.0765 | 4.8235 | 3.5187 | 16.1685 | 21.1202 | 3.9951 | 2.9144 | 16.0477 | 21.1526 | 3.9258 | 2.8638 | 15.9393 | 21.1865 | 3.8443 | 2.8043 | 15.8119 | 21.227 | 3.7539 | 2.7384 | 15.6089 | 21.1999 | 3.4388 | 2.5086 | 14.8041 | 18.8927 | 3.0646 | 2.2356 | 14.1552 | 17.4763 | 2.8348 | 2.068 | 13.8017 | 17.1016 | 2.774 | 2.0236 | 13.6344 | 20.9211 | 8.3619 | 6.0999 | 17.3205 | 20.9117 | 8.1583 | 5.9514 | 16.6046 | 20.9359 | 7.3334 | 5.3496 | 16.4719 | 20.984 | 6.4395 | 4.6975 | 16.3311 | 21.0346 | 5.5616 | 4.0571 | 16.2536 | 21.0733 | 4.6599 | 3.3994 | 16.0869 | 21.1032 | 3.7741 | 2.7531 | 15.9105 | 21.1362 | 3.6659 | 2.6742 | 15.7321 | 21.1693 | 3.5409 | 2.583 | 15.5617 | 21.089 | 3.4208 | 2.4955 | 15.3524 | 16.8482 | 2.7329 | 1.9936 | 13.9078 | 10.7083 | 1.737 | 1.2671 | 10.3203 | 6.1703 | 1.0009 | 0.73013 | 6.1703 | 2.6874 | 0.43592 | 0.318 | 2.6874 | 20.9211 | 8.3619 | 6.0999 | 17.3205 | 20.8873 | 8.2151 | 5.9928 | 16.6619 | 20.8942 | 7.432 | 5.4215 | 16.563 | 20.9212 | 6.5976 | 4.8128 | 16.4501 | 20.9489 | 5.737 | 4.1851 | 16.4123 | 20.959 | 4.8566 | 3.5428 | 16.283 | 20.9738 | 4.0178 | 2.9309 | 16.1504 | 20.9936 | 3.9336 | 2.8695 | 16.0134 | 21.0197 | 3.8274 | 2.7921 | 15.7801 | 21.0783 | 3.6075 | 2.6316 | 14.9591 | 16.0891 | 2.6098 | 1.9038 | 11.0843 | 10.3863 | 1.6848 | 1.229 | 7.8189 | 7.03 | 1.1403 | 0.83186 | 5.8843 | 6.6949 | 1.086 | 0.7922 | 6.2354
MONTON | BARTON | CARRINGTON | 376321 | 399494 | primary | best view | 23.9654 | 10.8037 | 7.8812 | 10.7813 | 23.9609 | 10.7131 | 7.8151 | 10.1212 | 24.0079 | 10.6691 | 7.7829 | 10.1291 | 24.0757 | 10.5927 | 7.7273 | 9.7925 | 24.158 | 10.4551 | 7.6268 | 9.4241 | 24.2481 | 10.3259 | 7.5326 | 9.0695 | 24.3443 | 10.1372 | 7.395 | 8.6129 | 24.4546 | 10.0099 | 7.3021 | 8.1696 | 24.5743 | 9.8805 | 7.2077 | 7.655 | 24.7123 | 9.7488 | 7.1116 | 7.0922 | 25.3769 | 9.1033 | 6.6407 | 4.9646 | 26.076 | 8.8286 | 6.4403 | 3.6503 | 26.5954 | 8.8066 | 6.4243 | 3.2421 | 27.113 | 8.7088 | 6.3529 | 2.9543 | 23.9648 | 10.8037 | 7.8812 | 10.7813 | 23.9684 | 10.7326 | 7.8293 | 10.2724 | 24.0119 | 10.6536 | 7.7716 | 10.3213 | 24.0739 | 10.5527 | 7.698 | 10.0898 | 24.1396 | 10.4811 | 7.6458 | 9.9114 | 24.2137 | 10.3901 | 7.5795 | 9.6466 | 24.305 | 10.2596 | 7.4843 | 9.2219 | 24.4111 | 10.1943 | 7.4366 | 8.8643 | 24.5321 | 10.1058 | 7.372 | 8.393 | 24.6667 | 10.0208 | 7.3101 | 7.9468 | 25.0181 | 9.7367 | 7.1028 | 6.4175 | 25.38 | 9.5888 | 6.9949 | 5.2554 | 25.7439 | 9.5611 | 6.9747 | 4.6358 | 26.0753 | 9.5229 | 6.9468 | 4.0442 | 23.9654 | 10.8037 | 7.8812 | 10.7813 | 23.9606 | 10.713 | 7.815 | 10.1214 | 24.0073 | 10.6688 | 7.7827 | 10.1295 | 24.0749 | 10.5904 | 7.7255 | 9.7931 | 24.1569 | 10.4526 | 7.625 | 9.4249 | 24.2484 | 10.3057 | 7.5179 | 9.0693 | 24.3478 | 10.1432 | 7.3993 | 8.6104 | 24.4588 | 10.0249 | 7.313 | 8.1667 | 24.579 | 9.882 | 7.2088 | 7.6518 | 24.7083 | 9.7601 | 7.1198 | 7.1354 | 25.2892 | 9.1423 | 6.6692 | 5.1891 | 25.7983 | 8.9052 | 6.4962 | 4.0565 | 26.2268 | 8.8922 | 6.4867 | 3.6903 | 26.5801 | 8.8155 | 6.4308 | 3.4873 | 23.966 | 10.8037 | 7.8812 | 10.7813 | 23.9564 | 10.6793 | 7.7904 | 10.1264 | 24.0057 | 10.6168 | 7.7448 | 10.1492 | 24.0848 | 10.4561 | 7.6276 | 9.8074 | 24.1861 | 10.2402 | 7.4701 | 9.5143 | 24.3133 | 9.9339 | 7.2467 | 9.1871 | 24.4618 | 9.9166 | 7.234 | 8.7219 | 24.6374 | 9.7605 | 7.1201 | 8.3127 | 24.8351 | 9.6009 | 7.0037 | 7.873 | 25.0683 | 9.4418 | 6.8876 | 7.447 | 26.1951 | 8.4399 | 6.1568 | 4.9165 | 27.3238 | 7.3626 | 5.3709 | 1.1011 | 27.9831 | 6.715 | 4.8985 | -1.4708 | 28.2976 | 6.2111 | 4.5309 | -3.3569 | 23.966 | 10.8037 | 7.8812 | 10.7813 | 23.9435 | 10.7324 | 7.8292 | 10.1737 | 24.0045 | 10.7711 | 7.8574 | 10.0694 | 24.0784 | 10.7018 | 7.8068 | 9.7183 | 24.1709 | 10.5728 | 7.7127 | 9.459 | 24.2939 | 10.4273 | 7.6066 | 9.1779 | 24.4502 | 10.3018 | 7.515 | 8.7545 | 24.635 | 10.1887 | 7.4325 | 8.4 | 24.8502 | 10.0503 | 7.3316 | 7.9364 | 25.1221 | 9.802 | 7.1504 | 6.9951 | 26.3324 | 8.7216 | 6.3623 | 2.5129 | 27.2684 | 7.7727 | 5.67 | -0.93375 | 27.6321 | 7.4381 | 5.426 | -2.5953 | 27.6442 | 7.3552 | 5.3655 | -2.2407
MOORSIDE | RIBBLE | PENWORTHAM EAST / ROCHDALE | 349331 | 435746 | primary | best view | 21.3339 | 12.4761 | 9.1011 | 11.493 | 21.3468 | 11.9955 | 8.7506 | 9.1706 | 21.5233 | 11.8406 | 8.6376 | 8.9161 | 21.7172 | 11.4023 | 8.3178 | 8.3995 | 21.942 | 11.5622 | 8.4345 | 8.2679 | 22.1753 | 11.803 | 8.6101 | 7.8376 | 22.3737 | 11.7321 | 8.5584 | 7.4866 | 22.466 | 11.6003 | 8.4623 | 7.1377 | 22.5649 | 11.3826 | 8.3034 | 6.714 | 22.6834 | 11.0502 | 8.0609 | 6.1366 | 23.207 | 10.8906 | 7.9445 | 4.3037 | 23.6571 | 10.979 | 8.009 | 3.4595 | 23.9523 | 11.2518 | 8.208 | 3.2644 | 24.207 | 11.0062 | 8.0289 | 3.561 | 21.3337 | 12.4761 | 9.1011 | 11.493 | 21.3497 | 11.7615 | 8.5799 | 10.2962 | 21.4764 | 12.1603 | 8.8707 | 10.1538 | 21.5715 | 12.2014 | 8.9008 | 9.8314 | 21.6799 | 12.166 | 8.8749 | 9.8567 | 21.8123 | 11.9857 | 8.7434 | 9.6051 | 21.9607 | 11.824 | 8.6254 | 9.3802 | 22.1209 | 11.7425 | 8.566 | 9.1559 | 22.2898 | 11.6714 | 8.5141 | 8.8285 | 22.4301 | 11.5608 | 8.4334 | 8.4479 | 22.6585 | 11.2203 | 8.1851 | 7.4512 | 22.8646 | 11.6833 | 8.5228 | 6.6712 | 23.0442 | 12.1798 | 8.885 | 6.1047 | 23.1907 | 12.1893 | 8.8919 | 5.8535 | 21.3339 | 12.4761 | 9.1011 | 11.493 | 21.3466 | 11.9968 | 8.7515 | 9.1707 | 21.523 | 11.8421 | 8.6386 | 8.9163 | 21.7168 | 11.3991 | 8.3155 | 8.3997 | 21.9415 | 11.5621 | 8.4344 | 8.2683 | 22.1755 | 11.8077 | 8.6136 | 7.8375 | 22.3757 | 11.7366 | 8.5617 | 7.4853 | 22.4683 | 11.6051 | 8.4658 | 7.1363 | 22.5675 | 11.3888 | 8.308 | 6.7123 | 22.6772 | 11.0582 | 8.0668 | 6.1801 | 23.1418 | 10.9239 | 7.9689 | 4.5073 | 23.486 | 11.0335 | 8.0488 | 3.757 | 23.7317 | 11.3125 | 8.2523 | 3.5691 | 23.9036 | 11.1032 | 8.0996 | 3.9537 | 21.3346 | 12.4761 | 9.1011 | 11.493 | 21.3564 | 12.0615 | 8.7987 | 9.1591 | 21.5521 | 11.9806 | 8.7397 | 8.9083 | 21.7678 | 11.8271 | 8.6277 | 8.4045 | 22.0322 | 11.7039 | 8.5378 | 8.2834 | 22.3285 | 11.4034 | 8.3186 | 7.8738 | 22.49 | 11.2561 | 8.2112 | 7.5228 | 22.6343 | 11.1441 | 8.1295 | 7.178 | 22.7958 | 11.0267 | 8.0438 | 6.8069 | 22.9865 | 10.8834 | 7.9393 | 6.3925 | 23.7541 | 9.9037 | 7.2246 | 4.8091 | 24.39 | 10.028 | 7.3153 | 3.0015 | 24.7394 | 10.3616 | 7.5586 | 2.0555 | 24.9018 | 10.1703 | 7.4191 | 1.5151 | 21.3346 | 12.4761 | 9.1011 | 11.493 | 21.354 | 12.001 | 8.7546 | 9.1837 | 21.6707 | 11.4641 | 8.3629 | 8.802 | 21.922 | 11.9443 | 8.7132 | 8.2813 | 22.2063 | 11.5495 | 8.4252 | 8.1551 | 22.3807 | 11.5894 | 8.4543 | 7.7653 | 22.5054 | 11.3479 | 8.2782 | 7.4544 | 22.6492 | 11.2634 | 8.2165 | 7.1782 | 22.8099 | 11.1243 | 8.115 | 6.8737 | 23.0058 | 10.9608 | 7.9958 | 6.2981 | 23.7761 | 11.3208 | 8.2583 | 3.9213 | 24.2724 | 10.6147 | 7.7433 | 2.5313 | 24.4174 | 10.3235 | 7.5309 | 2.0198 | 24.3737 | 10.3617 | 7.5587 | 2.5434
MORTON PARK & PIRELLI | CARLISLE | HARKER / HUTTON | 337826 | 553939 | primary | best view | 3.7303 | 0.61417 | 0.44142 | 3.7303 | 2.6844 | 0.44197 | 0.31765 | 2.6844 | 2.6844 | 0.44197 | 0.31765 | 2.6844 | 2.6844 | 0.44197 | 0.31765 | 2.6844 | 2.6844 | 0.44197 | 0.31765 | 2.6844 | 2.6844 | 0.44197 | 0.31765 | 1.2291 | 2.6844 | 0.44197 | 0.31765 | -2.3485 | 2.6844 | 0.44197 | 0.31765 | -4.7137 | 2.6844 | 0.44197 | 0.31765 | -7.8584 | 0.27346 | 0.1038 | 0.084812 | -10.552 | 1.6795 | 0.44197 | 0.31765 | -16.2437 | 1.6795 | 0.44197 | 0.31765 | -18.6655 | 1.6795 | 0.44197 | 0.31765 | -19.2241 | 1.6795 | 0.44197 | 0.31765 | -18.8369 | 3.7303 | 0.61417 | 0.44142 | 3.7303 | 1.6319 | 0.26868 | 0.19311 | 1.6319 | 1.1498 | 0.18931 | 0.13606 | 1.1498 | 2.6844 | 0.44197 | 0.31765 | 2.6844 | 2.6844 | 0.44197 | 0.31765 | 2.6844 | 2.6844 | 0.44197 | 0.31765 | 2.6844 | 2.6844 | 0.44197 | 0.31765 | 2.6844 | 2.6844 | 0.44197 | 0.31765 | 2.6844 | 2.6844 | 0.44197 | 0.31765 | 2.6844 | 2.6844 | 0.44197 | 0.31765 | 2.6844 | 2.6844 | 0.44197 | 0.31765 | 2.6844 | 2.6844 | 0.44197 | 0.31765 | 2.6844 | 2.6844 | 0.44197 | 0.31765 | 2.6844 | 2.6844 | 0.44197 | 0.31765 | 2.6844 | 3.7303 | 0.61417 | 0.44142 | 3.7303 | 2.6844 | 0.44197 | 0.31765 | 2.6844 | 2.6844 | 0.44197 | 0.31765 | 2.6844 | 2.6844 | 0.44197 | 0.31765 | 2.6844 | 2.6844 | 0.44197 | 0.31765 | 2.6844 | 2.6844 | 0.44197 | 0.31765 | 1.2286 | 2.6844 | 0.44197 | 0.31765 | -2.3497 | 2.6844 | 0.44197 | 0.31765 | -4.7149 | 2.6844 | 0.44197 | 0.31765 | -7.8578 | 0.43871 | 0.16652 | 0.13606 | -10.4965 | 1.6795 | 0.44197 | 0.31765 | -15.9754 | 1.6795 | 0.44197 | 0.31765 | -18.2572 | 1.6795 | 0.44197 | 0.31765 | -18.7862 | 1.6795 | 0.44197 | 0.31765 | -18.387 | 3.7303 | 0.61417 | 0.44142 | 3.7303 | 2.6844 | 0.44197 | 0.31765 | 2.6844 | 2.6844 | 0.44197 | 0.31765 | 2.6844 | 2.6844 | 0.44197 | 0.31765 | 2.6844 | 2.6844 | 0.44197 | 0.31765 | 2.6844 | 2.6844 | 0.44197 | 0.31765 | 1.2705 | 2.6844 | 0.44197 | 0.31765 | -2.3157 | 2.6844 | 0.44197 | 0.31765 | -4.6825 | 0.88231 | 0.33489 | 0.27364 | -7.747 | 1.6795 | 0.44197 | 0.31765 | -12.0844 | 1.6795 | 0.44197 | 0.31765 | -20.6806 | 1.6795 | 0.44197 | 0.31765 | -27.1184 | 1.6795 | 0.44197 | 0.31765 | -31.1339 | 1.6795 | 0.44197 | 0.31765 | -33.7275 | 3.7303 | 0.61417 | 0.44142 | 3.7303 | 2.6844 | 0.44197 | 0.31765 | 2.6844 | 2.6844 | 0.44197 | 0.31765 | 2.6844 | 2.6844 | 0.44197 | 0.31765 | 2.6844 | 2.6844 | 0.44197 | 0.31765 | 2.6844 | 2.6844 | 0.44197 | 0.31765 | 0.78239 | 2.6844 | 0.44197 | 0.31765 | -6.7337 | 1.6795 | 0.44197 | 0.31765 | -12.0222 | 1.6795 | 0.44197 | 0.31765 | -15.8526 | 1.6795 | 0.44197 | 0.31765 | -18.9172 | 1.6795 | 0.44197 | 0.31765 | -25.9801 | 1.6795 | 0.44197 | 0.31765 | -30.7263 | 1.6795 | 0.44197 | 0.31765 | -33.3774 | 1.6795 | 0.44197 | 0.31765 | -32.1804
MOSLEY RD | STRETFORD | SOUTH MANCHESTER | 379058 | 396289 | primary | best view | 26.44 | 11.7497 | 8.5713 | 6.7371 | 26.4158 | 11.4418 | 8.3466 | 4.9696 | 26.4731 | 10.73 | 7.8274 | 4.6738 | 26.5638 | 9.9599 | 7.2656 | 4.4449 | 26.6249 | 9.1654 | 6.686 | 4.3002 | 26.6696 | 8.3661 | 6.103 | 4.1354 | 26.7187 | 7.666 | 5.5923 | 4.0234 | 26.781 | 7.6019 | 5.5455 | 3.8587 | 26.8529 | 7.4978 | 5.4696 | 3.6879 | 26.9308 | 7.4963 | 5.4685 | 3.548 | 28.017 | 7.3084 | 5.3313 | 2.2925 | 30.455 | 7.1196 | 5.1936 | -0.00843 | 32.8469 | 8.6715 | 6.3257 | -2.8002 | 33.8063 | 10.1692 | 7.4183 | -4.2648 | 26.4399 | 11.7497 | 8.5713 | 6.7371 | 26.3183 | 11.6374 | 8.4893 | 6.0893 | 26.2624 | 10.9935 | 8.0196 | 6.1488 | 26.2347 | 10.2955 | 7.5104 | 6.1926 | 26.1714 | 9.5939 | 6.9986 | 6.3604 | 26.1032 | 8.8639 | 6.4661 | 6.486 | 26.0734 | 8.2193 | 5.9958 | 6.5887 | 26.0743 | 8.2174 | 5.9945 | 6.6034 | 26.1031 | 8.1929 | 5.9766 | 6.5023 | 26.1592 | 8.1706 | 5.9604 | 6.4497 | 26.7956 | 8.0672 | 5.8849 | 5.9367 | 27.7169 | 8.0186 | 5.8494 | 5.3177 | 28.6865 | 9.4595 | 6.9005 | 4.4914 | 29.2556 | 10.6607 | 7.7769 | 3.7633 | 26.44 | 11.7497 | 8.5713 | 6.7371 | 26.4143 | 11.4427 | 8.3473 | 4.9708 | 26.4726 | 10.7312 | 7.8283 | 4.6762 | 26.5619 | 9.9631 | 7.268 | 4.4484 | 26.6216 | 9.1649 | 6.6856 | 4.3049 | 26.6729 | 8.3615 | 6.0996 | 4.134 | 26.7368 | 7.6515 | 5.5817 | 4.0084 | 26.8044 | 7.6076 | 5.5496 | 3.8411 | 26.8743 | 7.515 | 5.4821 | 3.668 | 26.9491 | 7.475 | 5.4529 | 3.5414 | 27.7758 | 7.3477 | 5.36 | 2.5309 | 29.5199 | 7.2851 | 5.3143 | 0.95885 | 31.9349 | 8.9023 | 6.4941 | -1.4777 | 32.4384 | 10.5225 | 7.676 | -2.2503 | 26.4403 | 11.7497 | 8.5713 | 6.7371 | 26.394 | 11.431 | 8.3388 | 4.9989 | 26.4402 | 10.7096 | 7.8125 | 4.7355 | 26.526 | 9.8599 | 7.1927 | 4.5366 | 26.5872 | 8.9533 | 6.5313 | 4.4144 | 26.6839 | 8.0547 | 5.8758 | 4.237 | 26.825 | 7.3106 | 5.333 | 4.0815 | 27.0097 | 7.2097 | 5.2594 | 3.859 | 27.2322 | 7.0934 | 5.1745 | 3.6085 | 27.4945 | 7.0061 | 5.1109 | 3.3718 | 32.0144 | 6.0302 | 4.3989 | -1.5944 | 32.3393 | 5.2458 | 3.8267 | -4.9625 | 35.4619 | 6.5267 | 4.7611 | -7.008 | 35.9043 | 7.8862 | 5.7529 | -7.9365 | 26.4403 | 11.7497 | 8.5713 | 6.7371 | 26.4148 | 11.4455 | 8.3493 | 4.9838 | 26.499 | 11.2991 | 8.2425 | 4.6432 | 26.6155 | 11.0192 | 8.0383 | 4.4209 | 26.7108 | 10.9714 | 8.0035 | 4.2533 | 26.8844 | 10.8936 | 7.9467 | 4.0153 | 27.1534 | 10.7916 | 7.8723 | 3.7614 | 27.8737 | 10.6522 | 7.7706 | 3.0427 | 29.8509 | 10.3131 | 7.5233 | 1.0854 | 30.3022 | 10.1978 | 7.4392 | 0.57315 | 33.2992 | 9.923 | 7.2387 | -3.6861 | 35.0219 | 9.2302 | 6.7333 | -6.4963 | 35.7848 | 9.0585 | 6.608 | -7.8941 | 35.744 | 9.0699 | 6.6164 | -7.7492
MOSS LANE | KEARSLEY LOCAL | KEARSLEY | 380858 | 405856 | primary | best view | 33.3498 | 8.5309 | 6.1313 | 7.2233 | 33.3084 | 8.1939 | 5.8891 | 6.2592 | 33.4129 | 7.867 | 5.6542 | 5.8992 | 33.5813 | 7.4236 | 5.3355 | 5.2592 | 33.776 | 6.9028 | 4.9612 | 4.5748 | 33.987 | 6.7597 | 4.8583 | 3.7842 | 34.2022 | 6.6267 | 4.7628 | 3.0416 | 34.4294 | 6.4732 | 4.6524 | 2.3106 | 34.6763 | 6.2872 | 4.5187 | 1.4474 | 34.9629 | 6.0949 | 4.3805 | 0.6183 | 31.7789 | 5.2322 | 3.7605 | -2.5829 | 28.6712 | 4.7205 | 3.3927 | -4.0626 | 33.1571 | 5.4591 | 3.9235 | -4.2348 | 33.59 | 5.5303 | 3.9748 | -4.1153 | 33.3486 | 8.5309 | 6.1313 | 7.2233 | 33.2925 | 8.3051 | 5.969 | 6.7362 | 33.3329 | 8.1901 | 5.8864 | 6.5838 | 33.4101 | 8.0133 | 5.7593 | 6.2935 | 33.4862 | 7.8393 | 5.6342 | 6.0278 | 33.5845 | 7.6361 | 5.4882 | 5.5742 | 33.7183 | 7.4787 | 5.3751 | 5.0685 | 33.884 | 7.3532 | 5.2849 | 4.5529 | 34.0804 | 7.1913 | 5.1685 | 3.8725 | 34.3033 | 7.0581 | 5.0728 | 3.3084 | 34.8886 | 6.4995 | 4.6713 | 1.2546 | 35.4418 | 6.0248 | 4.3302 | -0.047366 | 35.9926 | 6.3204 | 4.5426 | -0.8993 | 36.4692 | 6.3167 | 4.5399 | -1.4516 | 33.3498 | 8.5309 | 6.1313 | 7.2233 | 33.3079 | 8.1933 | 5.8887 | 6.2595 | 33.4119 | 7.8653 | 5.6529 | 5.8998 | 33.5799 | 7.423 | 5.335 | 5.2601 | 33.7741 | 6.9044 | 4.9623 | 4.576 | 33.9876 | 6.7484 | 4.8502 | 3.7838 | 34.2081 | 6.6178 | 4.7564 | 3.038 | 34.4363 | 6.4676 | 4.6484 | 2.3063 | 34.6841 | 6.2838 | 4.5163 | 1.4426 | 34.9474 | 6.1099 | 4.3913 | 0.71269 | 32.2239 | 5.3054 | 3.8131 | -2.1285 | 29.366 | 4.8349 | 3.4749 | -3.3572 | 33.9628 | 5.5917 | 4.0189 | -3.4902 | 34.6342 | 5.7023 | 4.0983 | -3.1963 | 33.3531 | 8.5309 | 6.1313 | 7.2233 | 33.3003 | 8.2358 | 5.9192 | 6.2722 | 33.4274 | 8.2791 | 5.9503 | 5.9786 | 33.6472 | 8.0662 | 5.7974 | 5.4142 | 33.9292 | 7.8082 | 5.6119 | 4.8497 | 34.2243 | 7.4857 | 5.3801 | 4.1916 | 34.5666 | 7.2366 | 5.2011 | 3.5825 | 34.9735 | 7.0512 | 5.0678 | 3.01 | 35.4324 | 6.8403 | 4.9163 | 2.3799 | 35.8633 | 6.6657 | 4.7908 | 1.8987 | 33.2983 | 5.4823 | 3.9403 | -1.9168 | 24.1991 | 3.9842 | 2.8635 | -9.0637 | 20.1159 | 3.3119 | 2.3804 | -14.4649 | 16.5969 | 2.7326 | 1.9639 | -18.0468 | 33.3531 | 8.5309 | 6.1313 | 7.2233 | 33.2812 | 8.1992 | 5.893 | 6.359 | 33.5003 | 7.6217 | 5.4778 | 5.7363 | 33.7439 | 7.475 | 5.3724 | 5.1622 | 34.0041 | 7.2782 | 5.231 | 4.6405 | 34.2975 | 6.9526 | 4.997 | 4.0739 | 34.6601 | 6.6774 | 4.7992 | 3.5406 | 35.0799 | 6.4987 | 4.6707 | 3.0739 | 35.5102 | 6.2741 | 4.5093 | 2.4083 | 35.8037 | 5.8948 | 4.2367 | 0.9289 | 27.828 | 4.5817 | 3.2929 | -7.3275 | 18.4098 | 3.031 | 2.1785 | -13.771 | 16.2832 | 2.6809 | 1.9268 | -17.2453 | 16.5094 | 2.7181 | 1.9536 | -16.0192
MOSS NOOK PRIMARY | MOSS NOOK | SOUTH MANCHESTER | 384084 | 385010 | primary | best view | 31.999 | 10.1174 | 7.2716 | 25.832 | 31.9702 | 9.9984 | 7.1861 | 25.11 | 32.0429 | 9.9225 | 7.1315 | 24.7268 | 32.1577 | 9.8506 | 7.0798 | 24.4699 | 32.2587 | 9.7284 | 6.992 | 24.0941 | 32.3607 | 9.7139 | 6.9816 | 23.7138 | 32.4576 | 9.617 | 6.9119 | 23.2314 | 32.563 | 9.5519 | 6.8651 | 22.9467 | 32.676 | 9.4635 | 6.8016 | 22.5561 | 32.8053 | 9.3568 | 6.7249 | 22.0739 | 33.3119 | 8.9191 | 6.4103 | 20.4032 | 33.6736 | 8.7604 | 6.2963 | 19.7836 | 33.8781 | 14.4803 | 10.4073 | 19.751 | 33.9994 | 20.3332 | 14.6139 | 20.0197 | 31.9985 | 10.1174 | 7.2716 | 25.832 | 31.9257 | 10.0799 | 7.2446 | 25.5702 | 31.9207 | 10.0731 | 7.2397 | 25.3538 | 31.9388 | 10.0181 | 7.2002 | 25.287 | 31.9461 | 9.9715 | 7.1667 | 25.1385 | 31.9604 | 9.8767 | 7.0986 | 24.9457 | 31.9972 | 9.798 | 7.042 | 24.6057 | 32.0546 | 9.7698 | 7.0217 | 24.421 | 32.1265 | 9.7175 | 6.9842 | 24.1076 | 32.2118 | 9.6554 | 6.9396 | 23.7467 | 32.4172 | 9.48 | 6.8135 | 22.6865 | 32.5527 | 9.4269 | 6.7753 | 22.1415 | 32.6319 | 13.9621 | 10.0348 | 21.8687 | 32.6673 | 18.5037 | 13.299 | 21.731 | 31.999 | 10.1174 | 7.2716 | 25.832 | 31.9702 | 10.0071 | 7.1923 | 25.1101 | 32.0428 | 9.9337 | 7.1395 | 24.7268 | 32.1576 | 9.8697 | 7.0935 | 24.4699 | 32.2586 | 9.7405 | 7.0007 | 24.0941 | 32.3607 | 9.7307 | 6.9937 | 23.7138 | 32.458 | 9.635 | 6.9248 | 23.2311 | 32.5635 | 9.571 | 6.8789 | 22.9464 | 32.6765 | 9.4831 | 6.8157 | 22.5558 | 32.7956 | 9.3841 | 6.7445 | 22.1168 | 33.2534 | 8.9699 | 6.4468 | 20.5863 | 33.5691 | 8.8195 | 6.3388 | 20.0104 | 33.7539 | 14.5348 | 10.4465 | 19.9621 | 33.8551 | 20.3826 | 14.6494 | 20.2033 | 32.0004 | 10.1174 | 7.2716 | 25.832 | 31.9631 | 9.9833 | 7.1752 | 25.1108 | 32.0446 | 9.8971 | 7.1132 | 24.7477 | 32.1708 | 9.7924 | 7.038 | 24.5137 | 32.2918 | 9.6904 | 6.9647 | 24.1821 | 32.4136 | 9.6152 | 6.9106 | 23.8494 | 32.5518 | 9.508 | 6.8336 | 23.411 | 32.7114 | 9.4261 | 6.7747 | 23.1747 | 32.888 | 9.3281 | 6.7043 | 22.8756 | 33.0948 | 9.22 | 6.6266 | 22.5474 | 33.7979 | 8.6005 | 6.1814 | 20.5691 | 34.3173 | 7.7956 | 5.6028 | 16.7383 | 34.5418 | 12.9244 | 9.289 | 13.7286 | 34.6108 | 18.3254 | 13.1708 | 11.6429 | 32.0004 | 10.1174 | 7.2716 | 25.832 | 31.9537 | 10.0218 | 7.2029 | 25.1559 | 32.0749 | 9.9185 | 7.1286 | 24.6841 | 32.1881 | 9.8898 | 7.108 | 24.4458 | 32.2915 | 9.8223 | 7.0595 | 24.1322 | 32.4008 | 9.7274 | 6.9913 | 23.847 | 32.5286 | 9.6144 | 6.91 | 23.4584 | 32.6699 | 9.5437 | 6.8593 | 23.2881 | 32.8297 | 9.4429 | 6.7868 | 22.9576 | 33.0356 | 9.229 | 6.6331 | 21.9697 | 33.7186 | 8.1957 | 5.8904 | 17.3655 | 34.0709 | 8.2152 | 5.9044 | 13.9176 | 34.11 | 18.6843 | 13.4288 | 11.925 | 33.9508 | 18.6796 | 13.4254 | 12.612
MOSS SIDE (Leyland) & SEVEN STARS | LEYLAND | PENWORTHAM WEST / STANAH | 352170 | 422970 | primary | best view | 25.1369 | 14.3383 | 10.3052 | 9.7744 | 25.1139 | 13.8828 | 9.9779 | 7.9584 | 25.2192 | 13.7481 | 9.881 | 7.6845 | 25.3402 | 13.5342 | 9.7273 | 7.083 | 25.4602 | 13.3525 | 9.5967 | 6.7133 | 25.5806 | 13.1032 | 9.4175 | 6.1315 | 25.7115 | 12.8629 | 9.2448 | 5.6558 | 25.8646 | 12.6796 | 9.1131 | 5.1566 | 26.0363 | 12.4512 | 8.9489 | 4.5644 | 26.2352 | 12.1883 | 8.76 | 3.8833 | 27.4314 | 11.0601 | 7.9491 | 1.385 | 28.7857 | 10.1425 | 7.2896 | -0.21009 | 29.7911 | 9.4463 | 6.7893 | -0.61178 | 30.8027 | 9.3101 | 6.6913 | -0.93268 | 25.136 | 14.3383 | 10.3052 | 9.7744 | 25.0515 | 14.166 | 10.1814 | 8.9542 | 25.0612 | 14.1286 | 10.1545 | 8.9532 | 25.0987 | 14.0314 | 10.0847 | 8.7061 | 25.1002 | 14.0276 | 10.0819 | 8.7171 | 25.1051 | 13.9187 | 10.0036 | 8.4842 | 25.1439 | 13.8293 | 9.9394 | 8.2597 | 25.2089 | 13.7257 | 9.8649 | 7.9728 | 25.2996 | 13.5804 | 9.7605 | 7.5488 | 25.4148 | 13.4184 | 9.644 | 7.0803 | 26.0452 | 12.7988 | 9.1988 | 5.6679 | 26.7179 | 12.4678 | 8.9608 | 4.6659 | 27.3922 | 12.1755 | 8.7507 | 4.0556 | 27.9759 | 11.8845 | 8.5416 | 3.6729 | 25.1369 | 14.3383 | 10.3052 | 9.7744 | 25.1127 | 13.9163 | 10.0019 | 7.9589 | 25.2195 | 13.7345 | 9.8712 | 7.6844 | 25.3399 | 13.5478 | 9.7371 | 7.0834 | 25.4591 | 13.3555 | 9.5989 | 6.714 | 25.5828 | 13.119 | 9.4289 | 6.1303 | 25.7213 | 12.8765 | 9.2546 | 5.6504 | 25.8754 | 12.6953 | 9.1244 | 5.1505 | 26.043 | 12.4626 | 8.9571 | 4.5602 | 26.226 | 12.218 | 8.7813 | 3.9383 | 27.2397 | 11.1494 | 8.0133 | 1.765 | 28.1617 | 10.341 | 7.4323 | 0.54864 | 28.927 | 9.7515 | 7.0086 | 0.3012 | 29.5411 | 9.7245 | 6.9892 | 0.46323 | 25.1388 | 14.3383 | 10.3052 | 9.7744 | 25.1047 | 13.8865 | 9.9805 | 7.9769 | 25.209 | 13.6614 | 9.8187 | 7.7412 | 25.3432 | 13.3403 | 9.5879 | 7.1837 | 25.4886 | 13.0803 | 9.4011 | 6.8849 | 25.6729 | 12.7056 | 9.1317 | 6.3705 | 25.9014 | 12.3975 | 8.9103 | 5.9576 | 26.178 | 12.1756 | 8.7508 | 5.5282 | 26.4931 | 11.9002 | 8.5529 | 5.0575 | 26.8627 | 11.564 | 8.3112 | 4.5674 | 28.9314 | 10.3347 | 7.4278 | 1.7462 | 31.3019 | 8.3613 | 6.0095 | -3.3782 | 32.8614 | 7.0586 | 5.0732 | -6.9189 | 33.5359 | 6.1575 | 4.4255 | -9.083 | 25.1388 | 14.3383 | 10.3052 | 9.7744 | 25.1069 | 13.9237 | 10.0072 | 8.0233 | 25.2512 | 13.706 | 9.8508 | 7.6287 | 25.405 | 13.3679 | 9.6078 | 7.054 | 25.5665 | 13.0092 | 9.35 | 6.7742 | 25.7823 | 12.5355 | 9.0095 | 6.2993 | 26.0728 | 12.0533 | 8.663 | 5.9083 | 26.4126 | 11.8212 | 8.4962 | 5.5117 | 26.7898 | 11.553 | 8.3034 | 4.9746 | 27.3001 | 11.1148 | 7.9885 | 3.767 | 29.7317 | 9.3264 | 6.7031 | -1.8408 | 31.7392 | 7.5341 | 5.4149 | -6.3885 | 32.6398 | 6.6592 | 4.7861 | -8.6381 | 32.7514 | 6.676 | 4.7981 | -7.8207
MOSS SIDE (Longsight) | LONGSIGHT | BREDBURY | 384007 | 395893 | primary | best view | 33.6593 | 11.5406 | 8.4187 | 10.7665 | 33.6156 | 11.3198 | 8.2576 | 9.8895 | 33.6559 | 10.7352 | 7.8312 | 7.7774 | 33.7458 | 10.0852 | 7.357 | 5.3263 | 33.8198 | 9.5328 | 6.954 | 3.1936 | 33.8921 | 8.9606 | 6.5366 | 0.94303 | 33.9667 | 8.4072 | 6.1329 | -1.3428 | 34.0471 | 8.1399 | 5.9379 | -2.536 | 34.1326 | 7.8386 | 5.7181 | -3.8742 | 35.8923 | 7.2377 | 5.2798 | -6.8785 | 37.6055 | 6.4209 | 4.684 | -9.7399 | 37.433 | 6.072 | 4.4294 | -10.8809 | 36.8642 | 5.9797 | 4.3621 | -11.7421 | 36.6915 | 5.9517 | 4.3417 | -11.6234 | 33.6591 | 11.5406 | 8.4187 | 10.7665 | 33.554 | 11.4205 | 8.3311 | 10.3432 | 33.5071 | 10.8943 | 7.9472 | 8.364 | 33.5005 | 10.3097 | 7.5208 | 6.068 | 33.4734 | 9.7878 | 7.1401 | 4.0923 | 33.4495 | 9.2674 | 6.7604 | 1.9766 | 33.4524 | 8.7585 | 6.3892 | -0.22754 | 33.4807 | 8.5243 | 6.2184 | -1.3614 | 33.533 | 8.254 | 6.0212 | -2.658 | 33.6071 | 8.0034 | 5.8383 | -3.8733 | 33.7315 | 7.7954 | 5.6867 | -4.6884 | 33.8318 | 7.5636 | 5.5176 | -5.6735 | 33.892 | 7.4171 | 5.4107 | -6.5487 | 33.9176 | 7.2444 | 5.2847 | -7.0866 | 33.6593 | 11.5406 | 8.4187 | 10.7665 | 33.6156 | 11.3201 | 8.2578 | 9.8896 | 33.6558 | 10.7356 | 7.8315 | 7.7775 | 33.7456 | 10.0818 | 7.3545 | 5.3264 | 33.8195 | 9.528 | 6.9505 | 3.1938 | 33.8921 | 8.9536 | 6.5316 | 0.94298 | 33.9674 | 8.3992 | 6.1271 | -1.3433 | 34.0479 | 8.1317 | 5.9319 | -2.5365 | 34.1335 | 7.83 | 5.7118 | -3.8749 | 35.8879 | 7.2319 | 5.2756 | -6.859 | 37.5694 | 6.4365 | 4.6953 | -9.6487 | 37.5281 | 6.0874 | 4.4407 | -10.7549 | 37.063 | 6.012 | 4.3857 | -11.6136 | 36.9096 | 5.9871 | 4.3675 | -11.492 | 33.6597 | 11.5406 | 8.4187 | 10.7665 | 33.6027 | 11.3202 | 8.2579 | 9.904 | 33.6342 | 10.7364 | 7.8321 | 7.812 | 33.7223 | 10.0837 | 7.3559 | 5.3736 | 33.8011 | 9.4948 | 6.9264 | 3.2656 | 33.8873 | 8.8999 | 6.4923 | 1.0225 | 33.9868 | 8.3128 | 6.0641 | -1.3215 | 34.0994 | 8.0108 | 5.8438 | -2.5276 | 34.2203 | 7.6877 | 5.6081 | -3.8571 | 35.9881 | 7.1026 | 5.1812 | -6.7145 | 36.3785 | 5.901 | 4.3047 | -10.7561 | 26.5221 | 4.3021 | 3.1384 | -17.4628 | 19.6239 | 3.1832 | 2.3221 | -21.8692 | 14.8165 | 2.4034 | 1.7532 | -24.2973 | 33.6597 | 11.5406 | 8.4187 | 10.7665 | 33.5841 | 11.3601 | 8.287 | 9.9777 | 33.6209 | 10.8895 | 7.9437 | 7.8615 | 33.7018 | 10.3203 | 7.5285 | 5.4484 | 33.7736 | 9.7818 | 7.1357 | 3.3429 | 33.8493 | 9.2413 | 6.7414 | 1.1279 | 33.9389 | 8.7318 | 6.3697 | -1.1714 | 34.0392 | 8.446 | 6.1612 | -2.3007 | 34.1569 | 8.1055 | 5.9128 | -3.6881 | 37.9911 | 6.9488 | 5.0691 | -9.4758 | 32.1411 | 5.2136 | 3.8032 | -16.3726 | 24.5123 | 3.9761 | 2.9005 | -21.0518 | 19.7721 | 3.2072 | 2.3396 | -23.9628 | 20.0128 | 3.2463 | 2.3681 | -22.8789
MOSSLEY | HARTSHEAD-HEYROD | STALYBRIDGE | 397437 | 401979 | primary | best view | 25.6715 | 4.3775 | 3.1462 | 14.9273 | 25.6664 | 4.3192 | 3.1043 | 14.8095 | 25.6805 | 4.2281 | 3.0388 | 14.6272 | 24.774 | 4.0789 | 2.9316 | 14.273 | 23.9599 | 3.9448 | 2.8352 | 13.8215 | 22.9016 | 3.7706 | 2.71 | 13.3072 | 21.8955 | 3.6049 | 2.5909 | 12.8021 | 21.099 | 3.4738 | 2.4967 | 12.3393 | 20.1161 | 3.312 | 2.3804 | 11.7291 | 19.1165 | 3.1474 | 2.2621 | 11.09 | 14.4701 | 2.3824 | 1.7123 | 8.6886 | 11.5613 | 1.9035 | 1.3681 | 7.5691 | 15.3215 | 2.5226 | 1.813 | 7.4408 | 15.0104 | 2.4714 | 1.7762 | 7.8389 | 25.6706 | 4.3775 | 3.1462 | 14.9273 | 25.6787 | 4.3279 | 3.1106 | 14.7672 | 25.1784 | 4.1454 | 2.9794 | 14.6276 | 24.0482 | 3.9594 | 2.8457 | 14.4326 | 23.149 | 3.8113 | 2.7393 | 14.1971 | 21.9721 | 3.6175 | 2.6 | 13.857 | 20.965 | 3.4517 | 2.4808 | 13.4742 | 20.5135 | 3.3774 | 2.4274 | 13.1281 | 19.8629 | 3.2703 | 2.3504 | 12.6159 | 19.2429 | 3.1682 | 2.277 | 12.1715 | 17.3127 | 2.8504 | 2.0486 | 10.7683 | 15.6457 | 2.5759 | 1.8514 | 9.734 | 17.8666 | 2.9416 | 2.1142 | 9.133 | 19.8127 | 3.262 | 2.3445 | 8.7391 | 25.6715 | 4.3775 | 3.1462 | 14.9273 | 25.6663 | 4.3216 | 3.106 | 14.8095 | 25.65 | 4.2231 | 3.0352 | 14.6272 | 24.7549 | 4.0757 | 2.9293 | 14.2731 | 23.9455 | 3.9424 | 2.8335 | 13.8216 | 22.903 | 3.7708 | 2.7102 | 13.3071 | 21.8798 | 3.6023 | 2.5891 | 12.8017 | 21.0917 | 3.4726 | 2.4958 | 12.3387 | 20.0844 | 3.3068 | 2.3766 | 11.7285 | 19.1584 | 3.1543 | 2.267 | 11.1492 | 14.7384 | 2.4266 | 1.744 | 8.9687 | 11.8602 | 1.9527 | 1.4034 | 7.9244 | 15.6743 | 2.5807 | 1.8548 | 7.7749 | 15.345 | 2.5264 | 1.8158 | 8.136 | 25.6728 | 4.3775 | 3.1462 | 14.9273 | 25.6651 | 4.3149 | 3.1012 | 14.8012 | 25.5675 | 4.2095 | 3.0255 | 14.6329 | 24.5451 | 4.0412 | 2.9045 | 14.3186 | 23.2958 | 3.8355 | 2.7566 | 13.9294 | 22.0139 | 3.6244 | 2.6049 | 13.4836 | 20.8554 | 3.4337 | 2.4679 | 13.0377 | 19.8403 | 3.2665 | 2.3477 | 12.6188 | 18.744 | 3.0861 | 2.218 | 12.1651 | 17.5626 | 2.8915 | 2.0782 | 11.6769 | 10.7912 | 1.7767 | 1.2769 | 8.7593 | 1.6657 | 0.27425 | 0.19711 | 1.6657 | 2.6844 | 0.44197 | 0.31765 | -1.1698 | 2.6844 | 0.44197 | 0.31765 | -3.9075 | 25.6728 | 4.3775 | 3.1462 | 14.9273 | 25.64 | 4.3349 | 3.1156 | 14.8813 | 25.6066 | 4.2159 | 3.0301 | 14.5753 | 24.8966 | 4.099 | 2.9461 | 14.2547 | 23.9096 | 3.9365 | 2.8293 | 13.8935 | 22.5986 | 3.7207 | 2.6741 | 13.5164 | 21.1316 | 3.4792 | 2.5005 | 13.1457 | 20.5428 | 3.3822 | 2.4309 | 12.8533 | 19.9451 | 3.2838 | 2.3601 | 12.3409 | 18.0608 | 2.9736 | 2.1372 | 10.8986 | 11.6781 | 1.9227 | 1.3819 | 4.3554 | 4.3102 | 0.70964 | 0.51003 | -0.62466 | 0.964 | 0.15871 | 0.11407 | -3.2375 | 0.78154 | 0.12867 | 0.092481 | -2.1726
MOUNT ST | BARTON | CARRINGTON | 376250 | 397574 | primary | best view | 30.9442 | 6.8287 | 4.9815 | 16.6289 | 30.9539 | 6.7118 | 4.8962 | 16.058 | 31.0203 | 6.5004 | 4.742 | 15.4697 | 31.1128 | 6.2975 | 4.5939 | 15.0536 | 31.2187 | 6.0897 | 4.4423 | 14.8307 | 31.3353 | 5.8492 | 4.2669 | 14.2795 | 31.4608 | 5.6461 | 4.1187 | 13.68 | 31.6006 | 5.5216 | 4.028 | 13.1911 | 31.7563 | 5.3737 | 3.9201 | 12.5564 | 31.9354 | 5.2186 | 3.8069 | 11.8825 | 27.6178 | 4.4799 | 3.268 | 9.1532 | 25.0899 | 4.0698 | 2.9689 | 7.4617 | 24.6625 | 4.0005 | 2.9183 | 6.9126 | 24.164 | 3.9196 | 2.8593 | 6.6601 | 30.9437 | 6.8287 | 4.9815 | 16.6289 | 30.9629 | 6.755 | 4.9277 | 16.2928 | 31.0244 | 6.5793 | 4.7995 | 15.7679 | 31.1015 | 6.4301 | 4.6906 | 15.479 | 31.185 | 6.3157 | 4.6072 | 15.4027 | 31.2518 | 6.1076 | 4.4554 | 14.9681 | 31.3362 | 5.9215 | 4.3197 | 14.4468 | 31.4362 | 5.8269 | 4.2506 | 14.0238 | 31.551 | 5.7124 | 4.1671 | 13.4537 | 31.6819 | 5.6058 | 4.0893 | 12.9623 | 32.1636 | 5.2423 | 3.8242 | 11.055 | 30.6668 | 4.9745 | 3.6288 | 9.516 | 30.4308 | 4.9362 | 3.6009 | 8.6629 | 29.9457 | 4.8575 | 3.5435 | 7.8683 | 30.9442 | 6.8287 | 4.9815 | 16.6289 | 30.9536 | 6.7122 | 4.8965 | 16.0581 | 31.0221 | 6.5013 | 4.7426 | 15.4688 | 31.114 | 6.2985 | 4.5947 | 15.0527 | 31.2198 | 6.0924 | 4.4443 | 14.83 | 31.3367 | 5.8498 | 4.2674 | 14.2786 | 31.4629 | 5.6466 | 4.1191 | 13.6786 | 31.6026 | 5.524 | 4.0297 | 13.1898 | 31.7535 | 5.3742 | 3.9204 | 12.5584 | 31.9191 | 5.2293 | 3.8147 | 11.941 | 27.8926 | 4.5244 | 3.3005 | 9.4028 | 25.5237 | 4.1402 | 3.0202 | 7.8315 | 25.1443 | 4.0787 | 2.9753 | 7.32 | 24.7198 | 4.0098 | 2.9251 | 7.088 | 30.945 | 6.8287 | 4.9815 | 16.6289 | 30.9519 | 6.6837 | 4.8756 | 16.0414 | 31.0273 | 6.5121 | 4.7505 | 15.444 | 31.1315 | 6.3094 | 4.6026 | 15.0072 | 31.2591 | 6.1368 | 4.4767 | 14.8089 | 31.4116 | 5.9207 | 4.319 | 14.2713 | 31.5867 | 5.7009 | 4.1588 | 13.6548 | 31.7818 | 5.5487 | 4.0477 | 13.1525 | 31.9965 | 5.3541 | 3.9057 | 12.5642 | 31.9268 | 5.1788 | 3.7779 | 12.0697 | 25.1363 | 4.0774 | 2.9744 | 8.9031 | 16.8547 | 2.734 | 1.9944 | 3.4799 | 11.3183 | 1.8359 | 1.3393 | -0.37506 | 7.2545 | 1.1768 | 0.85843 | -3.2022 | 30.945 | 6.8287 | 4.9815 | 16.6289 | 30.9299 | 6.7208 | 4.9027 | 16.1093 | 31.0177 | 6.5043 | 4.7448 | 15.3907 | 31.1112 | 6.3342 | 4.6207 | 14.9486 | 31.2251 | 6.2409 | 4.5526 | 14.7708 | 31.3609 | 6.0744 | 4.4312 | 14.2865 | 31.5291 | 5.9033 | 4.3064 | 13.7329 | 31.713 | 5.7676 | 4.2074 | 13.3075 | 31.9242 | 5.5946 | 4.0812 | 12.6764 | 32.2194 | 5.2923 | 3.8607 | 11.4215 | 23.86 | 3.8703 | 2.8233 | 5.2998 | 16.4051 | 2.6611 | 1.9412 | 0.46895 | 13.3987 | 2.1734 | 1.5855 | -2.1029 | 12.7484 | 2.0679 | 1.5085 | -1.7982
MUSGRAVE RD | BOLTON | KEARSLEY | 370045 | 409863 | primary | best view | 31.4109 | 6.336 | 4.622 | 15.39 | 31.3794 | 6.2309 | 4.5453 | 15.1906 | 31.4373 | 6.153 | 4.4885 | 15.2407 | 31.4903 | 6.2067 | 4.5277 | 14.8578 | 31.5532 | 6.197 | 4.5206 | 14.7388 | 31.6228 | 6.1181 | 4.4631 | 14.3349 | 31.6991 | 6.0302 | 4.399 | 14.0639 | 31.7877 | 5.9456 | 4.3373 | 13.8604 | 31.8851 | 5.8286 | 4.2519 | 13.426 | 31.9988 | 5.7184 | 4.1715 | 12.9343 | 32.5695 | 5.3569 | 3.9078 | 11.478 | 33.1387 | 5.4513 | 3.9767 | 10.5678 | 33.5523 | 6.0139 | 4.387 | 10.1756 | 33.9399 | 6.0641 | 4.4237 | 10.1876 | 31.4109 | 6.336 | 4.622 | 15.39 | 31.3929 | 6.2264 | 4.5421 | 15.1551 | 31.3991 | 6.2392 | 4.5514 | 15.2215 | 31.4177 | 6.132 | 4.4732 | 14.923 | 31.4321 | 6.0943 | 4.4457 | 14.9098 | 31.4542 | 5.9747 | 4.3585 | 14.5817 | 31.4939 | 5.9068 | 4.3089 | 14.3486 | 31.5478 | 5.808 | 4.2369 | 14.1768 | 31.6151 | 5.7884 | 4.2226 | 13.7645 | 31.695 | 5.7521 | 4.1961 | 13.356 | 31.9328 | 5.7199 | 4.1726 | 12.4579 | 32.1853 | 5.9247 | 4.322 | 11.8079 | 32.4434 | 6.3951 | 4.6652 | 11.2216 | 32.67 | 6.5164 | 4.7536 | 10.9117 | 31.4109 | 6.336 | 4.622 | 15.39 | 31.3792 | 6.2621 | 4.5681 | 15.1907 | 31.4368 | 6.3072 | 4.601 | 15.2409 | 31.4896 | 6.308 | 4.6016 | 14.8582 | 31.5523 | 6.2813 | 4.5822 | 14.7393 | 31.6231 | 6.1877 | 4.5138 | 14.3348 | 31.7019 | 6.0711 | 4.4288 | 14.0623 | 31.791 | 6.0089 | 4.3834 | 13.8586 | 31.8889 | 5.8891 | 4.296 | 13.4238 | 31.9946 | 5.8002 | 4.2312 | 12.9687 | 32.4934 | 5.4493 | 3.9752 | 11.6484 | 32.9101 | 5.5913 | 4.0788 | 10.9172 | 33.2509 | 6.1401 | 4.4791 | 10.5493 | 33.5087 | 6.1581 | 4.4923 | 10.62 | 31.4111 | 6.336 | 4.622 | 15.39 | 31.3747 | 6.308 | 4.6016 | 15.1848 | 31.4358 | 6.2919 | 4.5898 | 15.2394 | 31.5 | 6.1557 | 4.4905 | 14.8581 | 31.5825 | 6.0473 | 4.4114 | 14.7546 | 31.6886 | 5.8739 | 4.2849 | 14.3558 | 31.8172 | 5.7115 | 4.1664 | 14.067 | 31.9709 | 5.5966 | 4.0827 | 13.8423 | 32.1411 | 5.4689 | 3.9895 | 13.4327 | 32.3444 | 5.3366 | 3.893 | 13.0374 | 28.2699 | 4.5857 | 3.3452 | 10.6944 | 22.9602 | 3.7244 | 2.7169 | 5.3193 | 21.2909 | 3.4536 | 2.5193 | 0.92309 | 18.4637 | 2.995 | 2.1848 | -1.7355 | 31.4111 | 6.336 | 4.622 | 15.39 | 31.3555 | 6.2907 | 4.589 | 15.2654 | 31.4338 | 6.4853 | 4.7309 | 15.2488 | 31.4944 | 6.4467 | 4.7028 | 14.9011 | 31.5716 | 6.4076 | 4.6743 | 14.842 | 31.6732 | 6.2647 | 4.57 | 14.5099 | 31.8056 | 6.1711 | 4.5017 | 14.2846 | 31.9636 | 6.0908 | 4.4432 | 14.1288 | 32.1644 | 5.944 | 4.336 | 13.6094 | 32.4917 | 5.566 | 4.0603 | 12.2612 | 33.8847 | 5.5016 | 4.0133 | 6.3031 | 26.1806 | 4.2467 | 3.0979 | 1.4886 | 22.988 | 3.7289 | 2.7202 | -1.3679 | 23.1634 | 3.7573 | 2.7409 | -0.36644
NELSON | NELSON | PADIHAM | 386020 | 438507 | primary | best view | 31.7786 | 12.6002 | 9.1916 | 11.0552 | 31.7567 | 12.5399 | 9.1477 | 10.7689 | 31.8054 | 12.4305 | 9.0679 | 10.5652 | 31.8855 | 12.2677 | 8.9491 | 10.2778 | 31.963 | 12.1163 | 8.8386 | 10.0623 | 32.0426 | 11.9414 | 8.7111 | 9.8113 | 32.1274 | 11.7781 | 8.5919 | 9.5582 | 32.226 | 11.6582 | 8.5045 | 9.2792 | 32.3345 | 11.5231 | 8.406 | 8.9923 | 32.4647 | 11.3548 | 8.2832 | 8.6249 | 33.042 | 10.537 | 7.6866 | 7.2452 | 33.6386 | 10.1562 | 7.4088 | 6.3425 | 34.0409 | 10.08 | 7.3532 | 5.9777 | 34.4382 | 9.9736 | 7.2756 | 5.8916 | 31.7784 | 12.6002 | 9.1916 | 11.0552 | 31.7383 | 12.5811 | 9.1777 | 11.0365 | 31.7512 | 12.5049 | 9.1222 | 10.9834 | 31.7867 | 12.4068 | 9.0506 | 10.8866 | 31.8169 | 12.3216 | 8.9884 | 10.8697 | 31.8602 | 12.218 | 8.9128 | 10.7816 | 31.9334 | 12.0975 | 8.825 | 10.6221 | 32.0314 | 12.0317 | 8.7769 | 10.388 | 32.1005 | 11.9579 | 8.7231 | 10.0963 | 32.1903 | 11.8953 | 8.6775 | 9.7401 | 32.4153 | 11.7241 | 8.5526 | 9.0962 | 32.6906 | 11.4811 | 8.3753 | 8.5337 | 32.9784 | 11.2627 | 8.216 | 8.2022 | 33.1912 | 10.8812 | 7.9377 | 8.016 | 31.7786 | 12.6002 | 9.1916 | 11.0552 | 31.7564 | 12.5384 | 9.1466 | 10.7691 | 31.8048 | 12.4293 | 9.067 | 10.5657 | 31.8846 | 12.2683 | 8.9495 | 10.2785 | 31.9618 | 12.1182 | 8.8401 | 10.0632 | 32.043 | 11.9453 | 8.7139 | 9.811 | 32.1313 | 11.7751 | 8.5897 | 9.5554 | 32.2305 | 11.6695 | 8.5127 | 9.2758 | 32.3396 | 11.5172 | 8.4016 | 8.9885 | 32.4617 | 11.3548 | 8.2832 | 8.6465 | 32.9526 | 10.5446 | 7.6922 | 7.4004 | 33.3609 | 10.2022 | 7.4423 | 6.6581 | 33.6724 | 10.1442 | 7.4 | 6.3565 | 33.9043 | 10.0566 | 7.3362 | 6.3851 | 31.779 | 12.6002 | 9.1916 | 11.0552 | 31.748 | 12.5509 | 9.1557 | 10.7608 | 31.7965 | 12.4214 | 9.0613 | 10.5624 | 31.8853 | 12.1836 | 8.8878 | 10.2766 | 31.9826 | 11.9712 | 8.7328 | 10.0555 | 32.1037 | 11.7053 | 8.5389 | 9.784 | 32.2437 | 11.523 | 8.4059 | 9.4808 | 32.4021 | 11.3402 | 8.2725 | 9.1433 | 32.5826 | 11.1559 | 8.1381 | 8.8246 | 32.7977 | 10.997 | 8.0221 | 8.4785 | 33.7932 | 9.8644 | 7.1959 | 6.0969 | 34.8316 | 8.3946 | 6.1238 | 0.84473 | 35.4428 | 7.3579 | 5.3675 | -3.2441 | 35.6738 | 6.6531 | 4.8534 | -5.6515 | 31.779 | 12.6002 | 9.1916 | 11.0552 | 31.7267 | 12.5166 | 9.1307 | 10.8213 | 31.7835 | 11.9379 | 8.7085 | 10.5892 | 31.8661 | 11.8071 | 8.6131 | 10.3243 | 31.9567 | 11.5281 | 8.4096 | 10.1269 | 32.0565 | 11.2279 | 8.1906 | 9.8957 | 32.186 | 10.9301 | 7.9734 | 9.6362 | 32.3442 | 10.7781 | 7.8625 | 9.3489 | 32.5385 | 10.6038 | 7.7353 | 8.9297 | 32.8024 | 10.2849 | 7.5027 | 7.7016 | 33.952 | 8.7228 | 6.3632 | 1.7031 | 34.7982 | 7.3036 | 5.3279 | -3.2218 | 35.0903 | 6.786 | 4.9503 | -5.7409 | 34.9739 | 6.9004 | 5.0337 | -4.4965
NEW MOSTON | CHADDERTON | WHITEGATE | 388333 | 402657 | primary | best view | 30.5837 | 15.5097 | 11.3141 | 15.8725 | 30.5703 | 15.1132 | 11.0249 | 15.9672 | 30.6343 | 14.7844 | 10.785 | 15.6138 | 30.7295 | 14.7355 | 10.7493 | 15.2142 | 30.8259 | 14.6011 | 10.6513 | 14.921 | 30.9309 | 14.4156 | 10.516 | 14.485 | 31.0437 | 14.3096 | 10.4387 | 14.1619 | 31.1714 | 14.1856 | 10.3482 | 13.6856 | 31.3111 | 14.0462 | 10.2465 | 13.0996 | 31.4795 | 13.8838 | 10.1281 | 12.4416 | 32.206 | 13.2422 | 9.66 | 9.797 | 32.6867 | 13.033 | 9.5074 | 8.2399 | 32.9914 | 13.1866 | 9.6194 | 7.6157 | 33.206 | 13.1471 | 9.5907 | 7.7012 | 30.5832 | 15.5097 | 11.3141 | 15.8725 | 30.5629 | 15.1287 | 11.0362 | 15.9389 | 30.5941 | 14.7885 | 10.788 | 15.6175 | 30.6363 | 14.7733 | 10.7769 | 15.336 | 30.6836 | 14.6851 | 10.7125 | 15.1868 | 30.7441 | 14.5491 | 10.6133 | 14.861 | 30.8203 | 14.4844 | 10.5662 | 14.6183 | 30.9114 | 14.4014 | 10.5056 | 14.2366 | 31.016 | 14.2958 | 10.4286 | 13.7473 | 31.1324 | 14.2003 | 10.3589 | 13.3356 | 31.4408 | 13.8867 | 10.1302 | 11.7591 | 31.6769 | 13.6817 | 9.9806 | 10.2063 | 31.8536 | 13.7075 | 9.9995 | 9.1035 | 31.9878 | 13.5594 | 9.8914 | 8.2843 | 30.5837 | 15.5097 | 11.3141 | 15.8725 | 30.5703 | 15.1185 | 11.0288 | 15.9672 | 30.6342 | 14.783 | 10.784 | 15.6138 | 30.7293 | 14.7381 | 10.7512 | 15.2143 | 30.8257 | 14.6061 | 10.6549 | 14.9211 | 30.931 | 14.4203 | 10.5194 | 14.485 | 31.0444 | 14.3164 | 10.4436 | 14.1615 | 31.1721 | 14.1918 | 10.3527 | 13.6852 | 31.312 | 14.0528 | 10.2513 | 13.0991 | 31.4678 | 13.8976 | 10.1381 | 12.4881 | 32.1405 | 13.2834 | 9.69 | 9.9972 | 32.5699 | 13.0862 | 9.5462 | 8.4931 | 32.85 | 13.2399 | 9.6583 | 7.8533 | 33.0357 | 13.2001 | 9.6293 | 7.913 | 30.585 | 15.5097 | 11.3141 | 15.8725 | 30.5695 | 15.0247 | 10.9603 | 15.9554 | 30.6492 | 14.6212 | 10.666 | 15.5926 | 30.7656 | 14.3648 | 10.4789 | 15.1748 | 30.8974 | 14.0615 | 10.2577 | 14.8932 | 31.0588 | 13.7327 | 10.0178 | 14.4338 | 31.248 | 13.5847 | 9.9099 | 14.0038 | 31.4693 | 13.4128 | 9.7845 | 13.4317 | 31.7143 | 13.2284 | 9.65 | 12.8208 | 31.9885 | 13.0545 | 9.5231 | 12.2975 | 32.878 | 12.0838 | 8.8149 | 9.2699 | 33.6089 | 10.8901 | 7.9442 | 4.2987 | 33.9994 | 10.0889 | 7.3597 | 0.87918 | 34.2247 | 9.4257 | 6.8759 | -1.5393 | 30.585 | 15.5097 | 11.3141 | 15.8725 | 30.5544 | 15.1689 | 11.0655 | 16.0316 | 30.6738 | 14.9516 | 10.907 | 15.5889 | 30.7735 | 14.8393 | 10.825 | 15.1588 | 30.9075 | 14.6757 | 10.7057 | 14.8136 | 31.0612 | 14.484 | 10.5659 | 14.3467 | 31.2421 | 14.3565 | 10.4729 | 13.9659 | 31.4458 | 14.2253 | 10.3771 | 13.4646 | 31.6606 | 14.0713 | 10.2648 | 12.8327 | 31.9071 | 13.81 | 10.0742 | 11.629 | 32.8079 | 13.0975 | 9.5544 | 5.8316 | 33.3494 | 11.8993 | 8.6804 | 1.4932 | 33.5302 | 11.2596 | 8.2137 | -0.71647 | 33.4869 | 11.1882 | 8.1617 | -0.17073
NEWBIGGIN ON LUNE | PENRITH & SHAP | HARKER / HUTTON | 369770 | 505803 | primary | best view | 3.2113 | 3.2113 | 3.2113 | 2.0104 | 3.2124 | 3.2124 | 3.2124 | 1.9801 | 3.2185 | 3.2185 | 3.2185 | 1.9499 | 3.2266 | 3.2266 | 3.2266 | 1.8894 | 3.2359 | 3.2359 | 3.2359 | 1.8642 | 3.2466 | 3.2466 | 3.2466 | 1.8064 | 3.2583 | 3.2583 | 3.2583 | 1.7468 | 3.2718 | 3.2718 | 3.2718 | 1.7105 | 3.2868 | 3.2868 | 3.2868 | 1.641 | 3.3053 | 3.3053 | 3.3053 | 1.5522 | 3.3732 | 3.3732 | 3.3732 | 1.2265 | 3.4171 | 3.4171 | 3.4171 | 1.0803 | 3.4383 | 3.4383 | 3.4383 | 1.0383 | 3.4451 | 3.4451 | 3.4451 | 1.1146 | 3.2113 | 3.2113 | 3.2113 | 2.0104 | 3.2141 | 3.2141 | 3.2141 | 1.9902 | 3.2209 | 3.2209 | 3.2209 | 1.9757 | 3.2289 | 3.2289 | 3.2289 | 1.9421 | 3.2377 | 3.2377 | 3.2377 | 1.9426 | 3.2483 | 3.2483 | 3.2483 | 1.9059 | 3.2611 | 3.2611 | 3.2611 | 1.8614 | 3.276 | 3.276 | 3.276 | 1.837 | 3.2895 | 3.2895 | 3.2895 | 1.7808 | 3.3034 | 3.3034 | 3.3034 | 1.7278 | 3.3286 | 3.3286 | 3.3286 | 1.5737 | 3.3558 | 3.3558 | 3.3558 | 1.4004 | 3.3695 | 3.3695 | 3.3695 | 1.2579 | 3.3765 | 3.3765 | 3.3765 | 1.1806 | 3.2113 | 3.2113 | 3.2113 | 2.0104 | 3.2124 | 3.2124 | 3.2124 | 1.9801 | 3.2185 | 3.2185 | 3.2185 | 1.9499 | 3.2266 | 3.2266 | 3.2266 | 1.8894 | 3.2359 | 3.2359 | 3.2359 | 1.8642 | 3.2466 | 3.2466 | 3.2466 | 1.8064 | 3.2583 | 3.2583 | 3.2583 | 1.7468 | 3.2718 | 3.2718 | 3.2718 | 1.7105 | 3.2868 | 3.2868 | 3.2868 | 1.641 | 3.304 | 3.304 | 3.304 | 1.5591 | 3.3661 | 3.3661 | 3.3661 | 1.2576 | 3.4067 | 3.4067 | 3.4067 | 1.1184 | 3.4271 | 3.4271 | 3.4271 | 1.0732 | 3.4342 | 3.4342 | 3.4342 | 1.146 | 3.2114 | 3.2114 | 3.2114 | 2.0104 | 3.2123 | 3.2123 | 3.2123 | 1.9764 | 3.2191 | 3.2191 | 3.2191 | 1.9444 | 3.2288 | 3.2288 | 3.2288 | 1.8831 | 3.2411 | 3.2411 | 3.2411 | 1.8544 | 3.2562 | 3.2562 | 3.2562 | 1.7906 | 3.2739 | 3.2739 | 3.2739 | 1.7223 | 3.2948 | 3.2948 | 3.2948 | 1.6812 | 3.3185 | 3.3185 | 3.3185 | 1.6166 | 3.3464 | 3.3464 | 3.3464 | 1.558 | 3.4361 | 3.4361 | 3.4361 | 1.3037 | 3.4849 | 3.4849 | 3.4849 | 1.1857 | 3.4975 | 3.4975 | 3.4975 | 1.2006 | 3.4979 | 3.4979 | 3.4979 | 1.1713 | 3.2114 | 3.2114 | 3.2114 | 2.0104 | 3.2108 | 3.2108 | 3.2108 | 1.9784 | 3.2196 | 3.2196 | 3.2196 | 1.9291 | 3.2292 | 3.2292 | 3.2292 | 1.863 | 3.2413 | 3.2413 | 3.2413 | 1.8262 | 3.2551 | 3.2551 | 3.2551 | 1.7612 | 3.2714 | 3.2714 | 3.2714 | 1.6973 | 3.2897 | 3.2897 | 3.2897 | 1.6635 | 3.3101 | 3.3101 | 3.3101 | 1.6076 | 3.3335 | 3.3335 | 3.3335 | 1.5516 | 3.4052 | 3.4052 | 3.4052 | 1.3045 | 3.433 | 3.433 | 3.433 | 1.2283 | 3.4284 | 3.4284 | 3.4284 | 1.2626 | 3.4165 | 3.4165 | 3.4165 | 1.3568
NEWBY | PENRITH & SHAP | HARKER / HUTTON | 360520 | 521151 | primary | best view | 15.3424 | 15.3424 | 15.3424 | 8.7536 | 15.3503 | 15.3503 | 15.3503 | 8.5665 | 15.3833 | 15.3833 | 15.3833 | 8.4774 | 15.4147 | 15.4147 | 15.4147 | 8.3136 | 15.4488 | 15.4488 | 15.4488 | 8.2289 | 15.4861 | 15.4861 | 15.4861 | 8.075 | 15.527 | 15.527 | 15.527 | 7.9166 | 15.5732 | 15.5732 | 15.5732 | 7.8075 | 15.6239 | 15.6239 | 15.6239 | 7.6647 | 15.6865 | 15.6865 | 15.6865 | 7.3956 | 15.9281 | 15.9281 | 15.9281 | 6.4422 | 16.1289 | 16.1289 | 16.1289 | 5.8735 | 16.2551 | 16.2551 | 16.2551 | 5.5492 | 16.3431 | 16.3431 | 16.3431 | 5.67 | 15.3424 | 15.3424 | 15.3424 | 8.7536 | 15.3652 | 15.3652 | 15.3652 | 8.6394 | 15.3951 | 15.3951 | 15.3951 | 8.5779 | 15.428 | 15.428 | 15.428 | 8.4758 | 15.4638 | 15.4638 | 15.4638 | 8.4404 | 15.5065 | 15.5065 | 15.5065 | 8.3181 | 15.5592 | 15.5592 | 15.5592 | 8.1667 | 15.6217 | 15.6217 | 15.6217 | 8.0553 | 15.6943 | 15.6943 | 15.6943 | 7.9067 | 15.778 | 15.778 | 15.778 | 7.7079 | 15.8616 | 15.8616 | 15.8616 | 7.2881 | 15.9477 | 15.9477 | 15.9477 | 6.7009 | 16.0223 | 16.0223 | 16.0223 | 6.1591 | 16.0785 | 16.0785 | 16.0785 | 5.7926 | 15.3424 | 15.3424 | 15.3424 | 8.7536 | 15.3502 | 15.3502 | 15.3502 | 8.5665 | 15.3832 | 15.3832 | 15.3832 | 8.4774 | 15.4145 | 15.4145 | 15.4145 | 8.3137 | 15.4486 | 15.4486 | 15.4486 | 8.229 | 15.4861 | 15.4861 | 15.4861 | 8.075 | 15.5275 | 15.5275 | 15.5275 | 7.9163 | 15.5738 | 15.5738 | 15.5738 | 7.8072 | 15.6246 | 15.6246 | 15.6246 | 7.6644 | 15.6836 | 15.6836 | 15.6836 | 7.4079 | 15.9013 | 15.9013 | 15.9013 | 6.5058 | 16.0658 | 16.0658 | 16.0658 | 5.9634 | 16.1753 | 16.1753 | 16.1753 | 5.6388 | 16.238 | 16.238 | 16.238 | 5.7605 | 15.3426 | 15.3426 | 15.3426 | 8.7536 | 15.3486 | 15.3486 | 15.3486 | 8.5458 | 15.383 | 15.383 | 15.383 | 8.4406 | 15.4202 | 15.4202 | 15.4202 | 8.2587 | 15.466 | 15.466 | 15.466 | 8.1376 | 15.5219 | 15.5219 | 15.5219 | 7.9309 | 15.5884 | 15.5884 | 15.5884 | 7.6964 | 15.6663 | 15.6663 | 15.6663 | 7.5149 | 15.753 | 15.753 | 15.753 | 7.3341 | 15.8546 | 15.8546 | 15.8546 | 7.1172 | 16.2198 | 16.2198 | 16.2198 | 6.2136 | 16.4704 | 16.4704 | 16.4704 | 5.0917 | 16.573 | 16.573 | 16.573 | 4.441 | 16.6076 | 16.6076 | 16.6076 | 4.0216 | 15.3426 | 15.3426 | 15.3426 | 8.7536 | 15.3378 | 15.3378 | 15.3378 | 8.5647 | 15.3791 | 15.3791 | 15.3791 | 8.4364 | 15.4141 | 15.4141 | 15.4141 | 8.2517 | 15.4569 | 15.4569 | 15.4569 | 8.1148 | 15.5078 | 15.5078 | 15.5078 | 7.9103 | 15.5696 | 15.5696 | 15.5696 | 7.7001 | 15.6403 | 15.6403 | 15.6403 | 7.5506 | 15.7184 | 15.7184 | 15.7184 | 7.4012 | 15.8127 | 15.8127 | 15.8127 | 7.0617 | 16.159 | 16.159 | 16.159 | 5.5714 | 16.3585 | 16.3585 | 16.3585 | 4.6135 | 16.3913 | 16.3913 | 16.3913 | 4.1957 | 16.3561 | 16.3561 | 16.3561 | 4.4179
NEWTON | HYDE | STALYBRIDGE | 396385 | 396464 | primary | best view | 13.654 | 13.654 | 9.8207 | 13.654 | 13.6531 | 13.6355 | 9.8001 | 13.6531 | 13.7144 | 13.4612 | 9.6749 | 13.7144 | 13.7903 | 13.533 | 9.7265 | 13.7903 | 13.8896 | 13.4714 | 9.6821 | 13.8896 | 13.9947 | 13.358 | 9.6007 | 13.9947 | 14.1025 | 13.1769 | 9.4705 | 14.1025 | 14.1447 | 13.1971 | 9.485 | 14.1447 | 14.1907 | 13.1207 | 9.4301 | 14.1907 | 14.2449 | 12.9632 | 9.3169 | 14.2449 | 14.4935 | 12.9155 | 9.2827 | 14.4935 | 14.7028 | 13.0621 | 9.388 | 14.7028 | 14.8365 | 13.5699 | 9.753 | 14.8365 | 14.9444 | 13.6643 | 9.8208 | 14.9444 | 13.6539 | 13.6539 | 9.8207 | 13.6539 | 13.6593 | 13.6477 | 9.8089 | 13.6593 | 13.7076 | 13.5041 | 9.7057 | 13.7076 | 13.7545 | 13.5479 | 9.7371 | 13.7545 | 13.8093 | 13.5179 | 9.7156 | 13.8093 | 13.8739 | 13.4678 | 9.6796 | 13.8739 | 13.9441 | 13.415 | 9.6416 | 13.9441 | 14.0185 | 13.3819 | 9.6179 | 14.0185 | 14.0919 | 13.3375 | 9.5859 | 14.0919 | 14.124 | 13.2795 | 9.5442 | 14.124 | 14.2287 | 13.1373 | 9.4421 | 14.2287 | 14.3282 | 13.211 | 9.495 | 14.3282 | 14.4136 | 13.4228 | 9.6472 | 14.4136 | 14.4802 | 13.6107 | 9.7823 | 14.4802 | 13.654 | 13.654 | 9.8207 | 13.654 | 13.6531 | 13.6358 | 9.8003 | 13.6531 | 13.7143 | 13.4551 | 9.6704 | 13.7143 | 13.7902 | 13.5308 | 9.7249 | 13.7902 | 13.8894 | 13.4707 | 9.6817 | 13.8894 | 13.9948 | 13.3571 | 9.6 | 13.9948 | 14.103 | 13.1612 | 9.4592 | 14.103 | 14.1455 | 13.1967 | 9.4848 | 14.1455 | 14.1916 | 13.1237 | 9.4323 | 14.1916 | 14.2413 | 12.9711 | 9.3226 | 14.2413 | 14.462 | 12.9358 | 9.2972 | 14.462 | 14.633 | 13.0939 | 9.4108 | 14.633 | 14.7485 | 13.6049 | 9.7781 | 14.7485 | 14.8334 | 13.7041 | 9.8494 | 14.8334 | 13.6545 | 13.6545 | 9.8207 | 13.6545 | 13.6539 | 13.6539 | 9.8273 | 13.6539 | 13.7228 | 13.5877 | 9.7657 | 13.7228 | 13.813 | 13.5375 | 9.7297 | 13.813 | 13.9361 | 13.514 | 9.7127 | 13.9361 | 14.0748 | 13.4755 | 9.6851 | 14.0748 | 14.1687 | 13.4341 | 9.6554 | 14.1687 | 14.2425 | 13.3668 | 9.607 | 14.2425 | 14.325 | 13.2949 | 9.5553 | 14.325 | 14.4152 | 13.2151 | 9.498 | 14.4152 | 14.7736 | 12.7375 | 9.1547 | 14.7736 | 15.1026 | 12.2616 | 8.8127 | 14.2068 | 15.291 | 12.035 | 8.6498 | 13.0902 | 15.3884 | 11.7526 | 8.4468 | 12.3854 | 13.6545 | 13.6545 | 9.8207 | 13.6545 | 13.6509 | 13.6337 | 9.7988 | 13.6509 | 13.7677 | 13.5011 | 9.7035 | 13.7677 | 13.8762 | 13.1943 | 9.483 | 13.8762 | 14.0089 | 13.2937 | 9.5545 | 14.0089 | 14.1169 | 13.1987 | 9.4862 | 14.1169 | 14.1807 | 13.0637 | 9.3891 | 14.1807 | 14.252 | 13.0175 | 9.3559 | 14.252 | 14.3281 | 12.9711 | 9.3226 | 14.3281 | 14.4256 | 12.8747 | 9.2533 | 14.4256 | 14.7973 | 13.4203 | 9.6454 | 14.5231 | 15.044 | 12.9056 | 9.2755 | 13.1807 | 15.1343 | 12.6163 | 9.0676 | 12.477 | 15.1221 | 12.5834 | 9.0439 | 12.78
NEWTON HEATH | CHADDERTON | WHITEGATE | 388030 | 400511 | primary | best view | 12.0451 | 12.0451 | 12.0451 | 2.6788 | 12.0439 | 12.0439 | 12.0439 | 2.3016 | 12.0722 | 12.0722 | 12.0722 | 2.1592 | 12.118 | 12.118 | 12.118 | 1.9564 | 12.1742 | 12.1742 | 12.1742 | 1.7865 | 12.2374 | 12.2374 | 12.2374 | 1.5496 | 12.3057 | 12.3057 | 12.3057 | 1.3337 | 12.3825 | 12.3825 | 12.3825 | 1.0757 | 12.466 | 12.466 | 12.466 | 0.77615 | 12.5639 | 12.5639 | 12.5639 | 0.40332 | 12.9366 | 12.9366 | 12.9366 | -0.98813 | 13.2177 | 13.2177 | 13.2177 | -1.787 | 13.376 | 13.376 | 13.376 | -2.0778 | 13.4908 | 13.4908 | 13.4908 | -2.0799 | 12.0448 | 12.0448 | 12.0448 | 2.6788 | 12.0566 | 12.0566 | 12.0566 | 2.4753 | 12.0938 | 12.0938 | 12.0938 | 2.351 | 12.1423 | 12.1423 | 12.1423 | 2.1905 | 12.1981 | 12.1981 | 12.1981 | 2.0686 | 12.2652 | 12.2652 | 12.2652 | 1.8656 | 12.3458 | 12.3458 | 12.3458 | 1.6609 | 12.4403 | 12.4403 | 12.4403 | 1.41 | 12.5278 | 12.5278 | 12.5278 | 1.126 | 12.6104 | 12.6104 | 12.6104 | 0.836 | 12.7641 | 12.7641 | 12.7641 | -0.02419 | 12.887 | 12.887 | 12.887 | -0.73796 | 12.9782 | 12.9782 | 12.9782 | -1.2047 | 13.049 | 13.049 | 13.049 | -1.5689 | 12.0451 | 12.0451 | 12.0451 | 2.6788 | 12.0439 | 12.0439 | 12.0439 | 2.3016 | 12.0722 | 12.0722 | 12.0722 | 2.1593 | 12.1179 | 12.1179 | 12.1179 | 1.9564 | 12.1741 | 12.1741 | 12.1741 | 1.7865 | 12.2375 | 12.2375 | 12.2375 | 1.5495 | 12.3061 | 12.3061 | 12.3061 | 1.3335 | 12.3829 | 12.3829 | 12.3829 | 1.0754 | 12.4665 | 12.4665 | 12.4665 | 0.77581 | 12.5583 | 12.5583 | 12.5583 | 0.42874 | 12.8986 | 12.8986 | 12.8986 | -0.87592 | 13.1535 | 13.1535 | 13.1535 | -1.6415 | 13.2975 | 13.2975 | 13.2975 | -1.9389 | 13.3937 | 13.3937 | 13.3937 | -1.9633 | 12.0454 | 12.0454 | 12.0454 | 2.6788 | 12.0426 | 12.0426 | 12.0426 | 2.2875 | 12.0751 | 12.0751 | 12.0751 | 2.1356 | 12.1314 | 12.1314 | 12.1314 | 1.927 | 12.2057 | 12.2057 | 12.2057 | 1.7319 | 12.2956 | 12.2956 | 12.2956 | 1.4761 | 12.3996 | 12.3996 | 12.3996 | 1.2064 | 12.5211 | 12.5211 | 12.5211 | 0.88812 | 12.6553 | 12.6553 | 12.6553 | 0.58447 | 12.813 | 12.813 | 12.813 | 0.2834 | 13.3015 | 13.3015 | 13.3015 | -1.5181 | 13.7332 | 13.7332 | 13.7332 | -5.187 | 13.9826 | 13.9826 | 13.9826 | -8.0089 | 14.1235 | 14.1235 | 14.1235 | -10.059 | 12.0454 | 12.0454 | 12.0454 | 2.6788 | 12.0253 | 12.0253 | 12.0253 | 2.3371 | 12.0612 | 12.0612 | 12.0612 | 2.1549 | 12.1105 | 12.1105 | 12.1105 | 1.9545 | 12.1757 | 12.1757 | 12.1757 | 1.7636 | 12.252 | 12.252 | 12.252 | 1.5332 | 12.3431 | 12.3431 | 12.3431 | 1.3076 | 12.4469 | 12.4469 | 12.4469 | 1.0412 | 12.5658 | 12.5658 | 12.5658 | 0.70376 | 12.7262 | 12.7262 | 12.7262 | -0.17024 | 13.2674 | 13.2674 | 13.2674 | -4.293 | 13.5988 | 13.5988 | 13.5988 | -7.592 | 13.7184 | 13.7184 | 13.7184 | -9.506 | 13.6791 | 13.6791 | 13.6791 | -9.1766
NEWTON LE WILLOWS | GOLBORNE | BOLD | 357891 | 395944 | primary | best view | 28.4069 | 12.7109 | 9.1356 | 13.9354 | 28.397 | 12.6468 | 9.0895 | 13.8415 | 28.4534 | 12.3677 | 8.8889 | 13.6236 | 28.5314 | 12.0345 | 8.6494 | 13.1662 | 28.6257 | 11.7033 | 8.4114 | 12.7878 | 28.7298 | 11.3492 | 8.1569 | 12.2616 | 28.8442 | 11.0331 | 7.9297 | 11.7337 | 28.9791 | 10.9254 | 7.8523 | 11.2969 | 29.1265 | 10.7815 | 7.7489 | 10.6691 | 29.2954 | 10.6171 | 7.6307 | 9.9486 | 30.1852 | 10.0379 | 7.2144 | 7.4841 | 31.1852 | 10.0471 | 7.221 | 6.0272 | 31.9544 | 10.9981 | 7.9045 | 5.5109 | 32.7474 | 11.2757 | 8.1041 | 5.381 | 28.4065 | 12.7109 | 9.1356 | 13.9354 | 28.395 | 12.6565 | 9.0964 | 13.8301 | 28.4329 | 12.5749 | 9.0378 | 13.6809 | 28.4797 | 12.4626 | 8.9571 | 13.3829 | 28.5285 | 12.37 | 8.8905 | 13.2058 | 28.5908 | 12.2439 | 8.8 | 12.8431 | 28.677 | 12.1268 | 8.7158 | 12.4293 | 28.7832 | 12.0364 | 8.6508 | 12.0954 | 28.9089 | 11.9266 | 8.5719 | 11.5553 | 29.0517 | 11.8148 | 8.4915 | 10.9907 | 29.4879 | 11.5319 | 8.2882 | 9.4612 | 29.9686 | 11.5408 | 8.2946 | 8.356 | 30.4951 | 12.0687 | 8.674 | 7.6241 | 30.9766 | 12.2833 | 8.8282 | 7.1489 | 28.4069 | 12.7109 | 9.1356 | 13.9354 | 28.3965 | 12.647 | 9.0896 | 13.8418 | 28.4524 | 12.3675 | 8.8888 | 13.6242 | 28.53 | 12.0338 | 8.6489 | 13.1671 | 28.6238 | 11.7028 | 8.4111 | 12.789 | 28.7304 | 11.3479 | 8.156 | 12.2613 | 28.8503 | 11.0376 | 7.933 | 11.7299 | 28.9862 | 10.9303 | 7.8558 | 11.2924 | 29.1346 | 10.7839 | 7.7506 | 10.664 | 29.2927 | 10.6264 | 7.6374 | 9.9999 | 30.0526 | 10.0787 | 7.2437 | 7.7911 | 30.7357 | 10.1304 | 7.2809 | 6.5817 | 31.3516 | 11.1097 | 7.9847 | 6.1353 | 31.8727 | 11.417 | 8.2056 | 6.1425 | 28.4078 | 12.7109 | 9.1356 | 13.9354 | 28.391 | 12.6487 | 9.0909 | 13.8335 | 28.4521 | 12.3411 | 8.8698 | 13.6182 | 28.5451 | 11.9324 | 8.5761 | 13.1601 | 28.6648 | 11.5413 | 8.295 | 12.8174 | 28.8211 | 11.1196 | 7.9919 | 12.324 | 29.0106 | 10.7392 | 7.7185 | 11.8195 | 29.2396 | 10.5572 | 7.5877 | 11.4063 | 29.5002 | 10.3495 | 7.4384 | 10.8622 | 29.8091 | 10.1323 | 7.2823 | 10.301 | 31.4294 | 9.012 | 6.4771 | 7.1056 | 33.1866 | 7.6008 | 5.4628 | 0.74279 | 34.3014 | 6.92 | 4.9736 | -4.3389 | 34.8569 | 6.2748 | 4.5098 | -7.6856 | 28.4078 | 12.7109 | 9.1356 | 13.9354 | 28.3745 | 12.673 | 9.1084 | 13.9098 | 28.455 | 12.3793 | 8.8973 | 13.5726 | 28.5482 | 12.018 | 8.6376 | 13.1192 | 28.6646 | 11.7271 | 8.4285 | 12.8229 | 28.8248 | 11.3312 | 8.1439 | 12.3992 | 29.0362 | 10.9943 | 7.9018 | 11.9445 | 29.2925 | 10.8888 | 7.826 | 11.5918 | 29.5989 | 10.751 | 7.727 | 10.9318 | 29.9966 | 10.4742 | 7.528 | 9.3678 | 31.8582 | 10.4948 | 7.5428 | 2.3624 | 33.3424 | 9.0442 | 6.5002 | -3.3737 | 33.994 | 8.5963 | 6.1783 | -6.7736 | 34.0438 | 8.5748 | 6.1629 | -6.0395
NEWTONGATE T11 & T12 | PENRITH & SHAP | HARKER / HUTTON | 349973 | 530340 | primary | best view | 31.8605 | 8.0278 | 5.7697 | 10.408 | 31.8483 | 7.8293 | 5.627 | 9.6449 | 31.9311 | 7.4984 | 5.3892 | 9.7079 | 32.041 | 7.0192 | 5.0449 | 9.3642 | 32.1527 | 6.6367 | 4.7699 | 9.2378 | 32.2646 | 6.3508 | 4.5645 | 8.8714 | 32.3911 | 6.0423 | 4.3427 | 8.6097 | 32.5519 | 5.9507 | 4.2769 | 8.3424 | 32.7335 | 5.8156 | 4.1798 | 7.9221 | 32.9474 | 5.6468 | 4.0584 | 7.317 | 24.505 | 4.0346 | 2.8997 | 0.18946 | 16.5428 | 2.7236 | 1.9575 | -5.4388 | 12.4499 | 2.0498 | 1.4732 | -7.4301 | 9.7944 | 1.6126 | 1.159 | -8.385 | 31.8602 | 8.0278 | 5.7697 | 10.408 | 31.8393 | 7.9213 | 5.6932 | 10.0309 | 31.881 | 7.9251 | 5.6959 | 10.2663 | 31.949 | 7.8228 | 5.6224 | 10.1029 | 32.0158 | 7.7745 | 5.5877 | 10.2277 | 32.0955 | 7.663 | 5.5075 | 10.0302 | 32.2179 | 7.5751 | 5.4444 | 9.8742 | 32.3743 | 7.4813 | 5.377 | 9.635 | 32.5629 | 7.3315 | 5.2693 | 9.1257 | 32.7872 | 7.1803 | 5.1606 | 8.6084 | 33.6459 | 6.6595 | 4.7863 | 7.3002 | 34.7899 | 6.1559 | 4.4243 | 5.8042 | 35.7022 | 5.8781 | 4.2247 | 4.406 | 32.8676 | 5.4114 | 3.8893 | 3.2441 | 31.8605 | 8.0278 | 5.7697 | 10.408 | 31.8469 | 7.8298 | 5.6274 | 9.646 | 31.9297 | 7.4984 | 5.3893 | 9.71 | 32.0377 | 7.0332 | 5.0549 | 9.3678 | 32.1479 | 6.6144 | 4.7539 | 9.242 | 32.2673 | 6.3425 | 4.5585 | 8.8699 | 32.4108 | 6.065 | 4.359 | 8.5949 | 32.5746 | 5.9578 | 4.282 | 8.3269 | 32.7551 | 5.8377 | 4.1957 | 7.9022 | 32.9565 | 5.6646 | 4.0713 | 7.3499 | 24.7141 | 4.069 | 2.9245 | 0.54541 | 17.5864 | 2.8955 | 2.081 | -4.3351 | 13.8633 | 2.2825 | 1.6405 | -5.988 | 12.0165 | 1.9784 | 1.4219 | -6.2833 | 31.8613 | 8.0278 | 5.7697 | 10.408 | 31.8335 | 7.8194 | 5.62 | 9.6505 | 31.9171 | 7.5155 | 5.4015 | 9.7358 | 32.0437 | 7.0039 | 5.0338 | 9.3369 | 32.1929 | 6.5895 | 4.736 | 9.2191 | 32.4111 | 6.0887 | 4.3761 | 8.7639 | 32.7003 | 5.6098 | 4.0319 | 8.2775 | 32.304 | 5.3186 | 3.8226 | 7.8595 | 30.4623 | 5.0154 | 3.6047 | 7.2746 | 28.3491 | 4.6675 | 3.3546 | 6.5449 | 9.2444 | 1.522 | 1.0939 | -5.6982 | 2.6844 | 0.44197 | 0.31765 | -15.0853 | 2.6844 | 0.44197 | 0.31765 | -19.7263 | 2.6844 | 0.44197 | 0.31765 | -21.4134 | 31.8613 | 8.0278 | 5.7697 | 10.408 | 31.833 | 7.8347 | 5.6309 | 9.6808 | 31.9667 | 7.4564 | 5.3591 | 9.6827 | 32.1208 | 6.9414 | 4.9889 | 9.2465 | 32.3002 | 6.6168 | 4.7556 | 9.049 | 32.588 | 5.707 | 4.1018 | 8.5601 | 31.0643 | 5.1145 | 3.6759 | 7.982 | 28.7513 | 4.7337 | 3.4022 | 7.4045 | 28.4429 | 4.6829 | 3.3657 | 6.6655 | 25.9107 | 4.266 | 3.0661 | 4.2435 | 3.3942 | 0.55884 | 0.40165 | -13.3308 | 2.6844 | 0.44197 | 0.31765 | -18.4083 | 2.6844 | 0.44197 | 0.31765 | -21.4922 | 2.6844 | 0.44197 | 0.31765 | -20.2771
NEWTONGATE T13 | PENRITH & SHAP | HARKER / HUTTON | 349973 | 530340 | primary | best view | 14.3641 | 14.3641 | 14.3641 | 10.5576 | 14.3615 | 14.3615 | 14.3615 | 10.0978 | 14.38 | 14.38 | 14.38 | 9.9802 | 14.4162 | 14.4162 | 14.4162 | 9.869 | 14.4574 | 14.4574 | 14.4574 | 9.8125 | 14.501 | 14.501 | 14.501 | 9.5877 | 14.5509 | 14.5509 | 14.5509 | 9.4596 | 14.6126 | 14.6126 | 14.5709 | 9.4005 | 14.6881 | 14.6881 | 14.5162 | 9.3079 | 14.7757 | 14.7757 | 14.4565 | 9.1085 | 15.4112 | 15.4112 | 14.4112 | 8.4012 | 16.3291 | 16.3291 | 15.4433 | 7.6183 | 17.0689 | 17.0689 | 17.0689 | 7.1076 | 17.8102 | 17.8102 | 17.4559 | 6.7158 | 14.3641 | 14.3641 | 14.3641 | 10.5576 | 14.3641 | 14.3641 | 14.3641 | 10.394 | 14.3836 | 14.3836 | 14.3836 | 10.3137 | 14.4152 | 14.4152 | 14.4152 | 10.2456 | 14.4501 | 14.4501 | 14.4501 | 10.2272 | 14.4922 | 14.4922 | 14.4922 | 10.0248 | 14.5493 | 14.5493 | 14.5493 | 9.8681 | 14.6184 | 14.6184 | 14.6184 | 9.7414 | 14.6987 | 14.6987 | 14.6987 | 9.5268 | 14.7961 | 14.7961 | 14.7961 | 9.0899 | 15.2114 | 15.2114 | 15.2114 | 8.8934 | 15.7053 | 15.7053 | 15.7053 | 8.5735 | 16.1797 | 16.1797 | 16.1797 | 8.1416 | 16.5908 | 16.5908 | 16.5908 | 7.8214 | 14.3641 | 14.3641 | 14.3641 | 10.5576 | 14.3608 | 14.3608 | 14.3608 | 10.0982 | 14.3817 | 14.3817 | 14.3817 | 9.981 | 14.4175 | 14.4175 | 14.4175 | 9.8702 | 14.4581 | 14.4581 | 14.4581 | 9.814 | 14.5037 | 14.5037 | 14.5037 | 9.5873 | 14.5582 | 14.5582 | 14.5582 | 9.4549 | 14.6201 | 14.6201 | 14.5933 | 9.395 | 14.6879 | 14.6879 | 14.5407 | 9.3016 | 14.7679 | 14.7679 | 14.4326 | 9.1111 | 15.2959 | 15.2959 | 14.4132 | 8.4885 | 15.8673 | 15.8673 | 15.4678 | 7.876 | 16.3831 | 16.3831 | 16.3831 | 7.4467 | 16.8126 | 16.8126 | 16.8126 | 7.2092 | 14.3643 | 14.3643 | 14.3643 | 10.5576 | 14.3583 | 14.3583 | 14.3583 | 10.112 | 14.3787 | 14.3787 | 14.3787 | 10.0117 | 14.4205 | 14.4205 | 14.4205 | 9.9128 | 14.4714 | 14.4714 | 14.4714 | 9.8676 | 14.5472 | 14.5472 | 14.5472 | 9.6428 | 14.648 | 14.648 | 14.4104 | 9.5038 | 14.7735 | 14.7735 | 14.3266 | 9.4295 | 14.9195 | 14.9195 | 14.2539 | 9.2635 | 15.0956 | 15.0956 | 14.1502 | 9.0577 | 16.3949 | 16.3949 | 13.7772 | 7.6484 | 17.9278 | 17.9278 | 14.3914 | 4.8351 | 18.9271 | 18.9271 | 15.8127 | 2.5094 | 19.3907 | 19.3907 | 15.8812 | 1.0096 | 14.3643 | 14.3643 | 14.3643 | 10.5576 | 14.3547 | 14.3547 | 14.3547 | 10.1309 | 14.3848 | 14.3848 | 14.3848 | 10.0426 | 14.4312 | 14.4312 | 14.4312 | 9.9666 | 14.4875 | 14.4875 | 14.4875 | 9.9087 | 14.5835 | 14.5835 | 14.5835 | 9.7498 | 14.7292 | 14.7292 | 14.7292 | 9.6239 | 14.9151 | 14.9151 | 14.9151 | 9.5573 | 15.1393 | 15.1393 | 15.1393 | 9.2944 | 15.4125 | 15.4125 | 15.4125 | 8.6795 | 16.8934 | 16.8934 | 16.8934 | 5.6963 | 18.2951 | 18.2951 | 16.451 | 3.116 | 18.9872 | 18.9872 | 15.945 | 1.4759 | 19.1739 | 19.1739 | 15.9364 | 1.6172
NORBRECK | BISPHAM | PENWORTHAM WEST / STANAH | 331831 | 441463 | primary | best view | 28.5859 | 12.5571 | 9.1602 | 23.0172 | 28.5735 | 12.5143 | 9.129 | 23.0181 | 28.5865 | 12.4359 | 9.0718 | 22.9059 | 28.6123 | 12.3109 | 8.9806 | 22.7288 | 28.643 | 12.1867 | 8.8901 | 22.5844 | 28.6766 | 12.0763 | 8.8095 | 22.4007 | 28.7129 | 11.9679 | 8.7304 | 22.2358 | 28.7541 | 11.8808 | 8.6668 | 22.0637 | 28.7991 | 11.7982 | 8.6066 | 21.871 | 28.8525 | 11.7132 | 8.5446 | 21.6446 | 29.0554 | 11.3662 | 8.2915 | 20.9186 | 29.1843 | 11.2308 | 8.1927 | 20.6843 | 29.2473 | 11.262 | 8.2155 | 20.7295 | 29.2721 | 11.2232 | 8.1872 | 20.9269 | 28.5856 | 12.5571 | 9.1602 | 23.0172 | 28.5701 | 12.5325 | 9.1423 | 23.0424 | 28.5717 | 12.352 | 9.0106 | 22.996 | 28.5811 | 12.1615 | 8.8717 | 22.9221 | 28.5911 | 11.9937 | 8.7492 | 22.8983 | 28.6051 | 11.8242 | 8.6256 | 22.8168 | 28.6252 | 11.6625 | 8.5076 | 22.7291 | 28.6512 | 11.6167 | 8.4742 | 22.627 | 28.683 | 11.5618 | 8.4342 | 22.4972 | 28.7201 | 11.5046 | 8.3925 | 22.3622 | 28.7799 | 11.3377 | 8.2707 | 21.9562 | 28.8165 | 11.225 | 8.1885 | 21.7235 | 28.8328 | 11.5142 | 8.3994 | 21.6556 | 28.836 | 11.8265 | 8.6273 | 21.6656 | 28.5859 | 12.5571 | 9.1602 | 23.0172 | 28.5735 | 12.515 | 9.1295 | 23.0181 | 28.5865 | 12.4351 | 9.0713 | 22.9059 | 28.6123 | 12.309 | 8.9792 | 22.7288 | 28.643 | 12.184 | 8.8881 | 22.5844 | 28.6766 | 12.0714 | 8.8059 | 22.4007 | 28.7129 | 11.9636 | 8.7273 | 22.2358 | 28.7541 | 11.8771 | 8.6642 | 22.0637 | 28.7991 | 11.7956 | 8.6048 | 21.871 | 28.8475 | 11.7163 | 8.5468 | 21.6694 | 29.0303 | 11.3855 | 8.3055 | 21.0224 | 29.148 | 11.2679 | 8.2198 | 20.8081 | 29.2073 | 11.3226 | 8.2597 | 20.8615 | 29.2327 | 11.2446 | 8.2028 | 21.0394 | 28.5862 | 12.5571 | 9.1602 | 23.0172 | 28.5718 | 12.5064 | 9.1232 | 23.0212 | 28.587 | 12.4325 | 9.0694 | 22.9223 | 28.6192 | 12.2805 | 8.9584 | 22.7663 | 28.6602 | 12.1501 | 8.8633 | 22.6521 | 28.7063 | 12.0119 | 8.7625 | 22.5005 | 28.7596 | 11.8868 | 8.6712 | 22.3639 | 28.8226 | 11.7755 | 8.5901 | 22.228 | 28.8935 | 11.6601 | 8.5059 | 22.0932 | 28.9785 | 11.5576 | 8.4311 | 21.9598 | 29.2591 | 10.9686 | 8.0014 | 21.0653 | 29.4803 | 10.2868 | 7.5041 | 19.3457 | 29.5846 | 9.8428 | 7.1802 | 18.0121 | 29.629 | 9.5022 | 6.9317 | 17.1367 | 28.5862 | 12.5571 | 9.1602 | 23.0172 | 28.5679 | 12.5234 | 9.1356 | 23.0293 | 28.5954 | 12.2336 | 8.9242 | 22.8583 | 28.6305 | 12.0038 | 8.7566 | 22.6835 | 28.6698 | 11.8385 | 8.636 | 22.559 | 28.7128 | 11.67 | 8.5131 | 22.4149 | 28.7631 | 11.4997 | 8.3889 | 22.293 | 28.8192 | 11.4429 | 8.3474 | 22.1823 | 28.8843 | 11.368 | 8.2928 | 22.0143 | 28.9726 | 11.2204 | 8.1851 | 21.5615 | 29.2514 | 10.7169 | 7.8178 | 19.5002 | 29.3982 | 10.1886 | 7.4325 | 17.9465 | 29.4196 | 9.9358 | 7.2481 | 17.114 | 29.3562 | 9.9729 | 7.2751 | 17.5137
NORBURY | HAZEL GROVE | BREDBURY | 392447 | 385492 | primary | best view | 24.5221 | 4.0374 | 2.9017 | 16.8536 | 23.3111 | 3.838 | 2.7584 | 16.1872 | 22.374 | 3.6837 | 2.6476 | 15.8434 | 21.1449 | 3.4813 | 2.5021 | 15.2976 | 20.2162 | 3.3284 | 2.3922 | 14.9808 | 18.9643 | 3.1223 | 2.2441 | 14.4613 | 17.8376 | 2.9368 | 2.1108 | 13.8871 | 17.0577 | 2.8084 | 2.0185 | 13.5241 | 15.9724 | 2.6297 | 1.89 | 13.0101 | 14.5189 | 2.3904 | 1.7181 | 12.2499 | 9.4384 | 1.554 | 1.1169 | 9.4384 | 4.8998 | 0.80671 | 0.5798 | 4.8998 | 3.5782 | 0.58913 | 0.42342 | 3.5782 | 3.4614 | 0.5699 | 0.4096 | 3.4614 | 24.5221 | 4.0374 | 2.9017 | 16.8536 | 23.8952 | 3.9342 | 2.8276 | 16.5608 | 23.4002 | 3.8527 | 2.769 | 16.4085 | 22.3444 | 3.6788 | 2.6441 | 16.1253 | 22.0786 | 3.6351 | 2.6126 | 16.1049 | 21.657 | 3.5657 | 2.5627 | 15.8492 | 20.9387 | 3.4474 | 2.4777 | 15.4865 | 20.5026 | 3.3756 | 2.4261 | 15.292 | 19.8171 | 3.2627 | 2.345 | 14.9323 | 19.0706 | 3.1398 | 2.2567 | 14.525 | 16.8688 | 2.7773 | 1.9961 | 13.4137 | 15.0236 | 2.4735 | 1.7778 | 12.6225 | 13.739 | 2.262 | 1.6258 | 12.1153 | 12.4854 | 2.0556 | 1.4774 | 11.9731 | 24.5221 | 4.0374 | 2.9017 | 16.8536 | 23.3225 | 3.8399 | 2.7598 | 16.1873 | 22.3624 | 3.6818 | 2.6462 | 15.843 | 21.1254 | 3.4781 | 2.4998 | 15.2972 | 20.2157 | 3.3284 | 2.3922 | 14.9804 | 18.9641 | 3.1223 | 2.2441 | 14.4609 | 17.8436 | 2.9378 | 2.1115 | 13.8866 | 17.0789 | 2.8119 | 2.021 | 13.5237 | 15.9855 | 2.6319 | 1.8916 | 13.0111 | 14.6225 | 2.4075 | 1.7303 | 12.3141 | 9.8375 | 1.6197 | 1.1641 | 9.8375 | 5.4299 | 0.89399 | 0.64253 | 5.4299 | 4.0817 | 0.67202 | 0.483 | 4.0817 | 3.9442 | 0.64939 | 0.46673 | 3.9442 | 24.5221 | 4.0374 | 2.9017 | 16.8536 | 23.4169 | 3.8554 | 2.771 | 16.2009 | 22.0824 | 3.6357 | 2.6131 | 15.8975 | 20.1253 | 3.3135 | 2.3815 | 15.4132 | 18.5994 | 3.0622 | 2.2009 | 15.1844 | 17.1591 | 2.8251 | 2.0305 | 14.7572 | 15.3366 | 2.5251 | 1.8148 | 14.2573 | 14.4428 | 2.3779 | 1.709 | 13.9794 | 13.3836 | 2.2035 | 1.5837 | 13.3836 | 12.0116 | 1.9776 | 1.4214 | 12.0116 | 1.8879 | 0.31083 | 0.2234 | 1.8879 | 2.6844 | 0.44197 | 0.31765 | 2.6844 | 2.6844 | 0.44197 | 0.31765 | 2.32 | 2.6844 | 0.44197 | 0.31765 | 0.93963 | 24.5221 | 4.0374 | 2.9017 | 16.8536 | 23.4015 | 3.8529 | 2.7691 | 16.2376 | 22.2234 | 3.6589 | 2.6297 | 15.7375 | 20.7581 | 3.4177 | 2.4563 | 15.2237 | 19.9002 | 3.2764 | 2.3548 | 14.9813 | 18.0728 | 2.9756 | 2.1386 | 14.4708 | 11.1676 | 1.8387 | 1.3215 | 9.8639 | 10.5902 | 1.7436 | 1.2532 | 9.9228 | 9.2828 | 1.5283 | 1.0984 | 9.2828 | 7.9749 | 1.313 | 0.94368 | 7.9749 | 2.6844 | 0.44197 | 0.31765 | 2.6844 | 2.6844 | 0.44197 | 0.31765 | 2.6118 | 2.6844 | 0.44197 | 0.31765 | 1.2169 | 2.6844 | 0.44197 | 0.31765 | 2.1614
NORTHENDEN | WEST DIDSBURY | SOUTH MANCHESTER | 382555 | 390327 | primary | best view | 21.4155 | 12.5175 | 9.1313 | 12.461 | 21.4132 | 12.4371 | 9.0727 | 12.1706 | 21.4505 | 12.3494 | 9.0087 | 11.9262 | 21.519 | 12.2408 | 8.9295 | 11.6189 | 21.6004 | 12.2637 | 8.9462 | 11.272 | 21.6925 | 12.1993 | 8.8992 | 10.9052 | 21.7945 | 12.1062 | 8.8313 | 10.5086 | 21.9114 | 12.008 | 8.7597 | 10.1042 | 22.0487 | 11.8792 | 8.6657 | 9.7015 | 22.2094 | 11.7632 | 8.5811 | 9.1823 | 22.9877 | 11.1171 | 8.1098 | 6.8141 | 23.7661 | 10.6698 | 7.7835 | 5.1405 | 24.2955 | 10.3515 | 7.5513 | 4.3168 | 24.6663 | 10.0751 | 7.3497 | 3.8717 | 21.415 | 12.5175 | 9.1313 | 12.461 | 21.4117 | 12.4838 | 9.1068 | 12.3492 | 21.4495 | 12.4751 | 9.1004 | 12.2008 | 21.4945 | 12.2961 | 8.9698 | 12.0488 | 21.5476 | 12.317 | 8.9851 | 11.8826 | 21.6139 | 12.3313 | 8.9955 | 11.6631 | 21.6963 | 12.2672 | 8.9487 | 11.3721 | 21.7936 | 12.1921 | 8.894 | 11.0576 | 21.9045 | 12.1193 | 8.8408 | 10.7439 | 22.036 | 12.011 | 8.7618 | 10.3573 | 22.5576 | 11.6728 | 8.5151 | 8.7703 | 23.0328 | 11.4871 | 8.3797 | 7.5397 | 23.3323 | 11.3893 | 8.3083 | 6.876 | 23.5419 | 11.2454 | 8.2033 | 6.4957 | 21.4155 | 12.5175 | 9.1313 | 12.461 | 21.4125 | 12.4425 | 9.0766 | 12.1714 | 21.4557 | 12.3537 | 9.0119 | 11.9188 | 21.5241 | 12.1925 | 8.8943 | 11.6116 | 21.6051 | 12.2414 | 8.9299 | 11.2653 | 21.6969 | 12.1729 | 8.8799 | 10.8991 | 21.7993 | 12.0838 | 8.8149 | 10.5029 | 21.915 | 11.987 | 8.7444 | 10.1002 | 22.0396 | 11.8696 | 8.6587 | 9.7217 | 22.1855 | 11.753 | 8.5736 | 9.2544 | 22.8832 | 11.1424 | 8.1282 | 7.0916 | 23.4741 | 10.7482 | 7.8407 | 5.7189 | 23.8389 | 10.4753 | 7.6416 | 5.176 | 24.0699 | 10.2603 | 7.4847 | 5.0888 | 21.4159 | 12.5175 | 9.1313 | 12.461 | 21.4122 | 12.4452 | 9.0786 | 12.1711 | 21.4585 | 12.3708 | 9.0243 | 11.924 | 21.5359 | 12.2185 | 8.9132 | 11.6172 | 21.632 | 12.0339 | 8.7786 | 11.2874 | 21.7557 | 11.8349 | 8.6334 | 10.916 | 21.906 | 11.6942 | 8.5308 | 10.4789 | 22.0856 | 11.5675 | 8.4383 | 10.0261 | 22.2674 | 11.4333 | 8.3404 | 9.6297 | 22.4869 | 11.2747 | 8.2247 | 9.1553 | 23.6521 | 10.3969 | 7.5844 | 6.1875 | 25.0401 | 9.2184 | 6.7247 | 1.4612 | 25.7841 | 8.3768 | 6.1107 | -2.0021 | 25.9599 | 7.7531 | 5.6558 | -4.3777 | 21.4159 | 12.5175 | 9.1313 | 12.461 | 21.3964 | 12.4421 | 9.0764 | 12.2032 | 21.4543 | 12.2437 | 8.9316 | 11.8403 | 21.5267 | 12.2987 | 8.9717 | 11.5173 | 21.6153 | 12.1857 | 8.8893 | 11.1804 | 21.7368 | 11.9918 | 8.7478 | 10.8199 | 21.9118 | 11.8213 | 8.6235 | 10.3752 | 22.1157 | 11.6887 | 8.5267 | 9.9139 | 22.3325 | 11.5492 | 8.425 | 9.4418 | 22.6396 | 11.3134 | 8.253 | 8.5037 | 23.9744 | 10.1288 | 7.3888 | 3.9109 | 25.1162 | 9.096 | 6.6354 | -0.16308 | 25.4825 | 8.6341 | 6.2984 | -2.6957 | 25.3453 | 8.4852 | 6.1898 | -2.9719
NWGB PARTINGTON | CARRINGTON BSP | CARRINGTON | 372569 | 392079 | primary | best view | 22.2634 | 12.5146 | 9.1292 | 16.6001 | 22.2616 | 12.0265 | 8.7732 | 15.1419 | 22.2802 | 11.7368 | 8.5619 | 14.9656 | 22.3075 | 11.501 | 8.3898 | 14.8568 | 22.3363 | 11.2097 | 8.1773 | 14.7279 | 22.3644 | 10.9662 | 7.9997 | 14.6254 | 22.3959 | 10.877 | 7.9346 | 14.495 | 22.4359 | 10.7182 | 7.8188 | 14.3848 | 23.6009 | 10.6036 | 7.7352 | 13.0828 | 23.6455 | 10.5651 | 7.7071 | 12.9413 | 26.9952 | 9.9619 | 7.2671 | 9.2571 | 29.768 | 9.8603 | 7.1929 | 6.4793 | 29.8894 | 11.6756 | 8.5172 | 6.5027 | 30.2526 | 11.78 | 8.5933 | 6.3299 | 22.2633 | 12.5146 | 9.1292 | 16.6001 | 22.2556 | 12.1483 | 8.862 | 15.8801 | 22.2642 | 11.6968 | 8.5327 | 15.8296 | 22.2792 | 11.3088 | 8.2496 | 15.8058 | 22.2924 | 10.9467 | 7.9854 | 15.772 | 22.309 | 10.6143 | 7.743 | 15.7437 | 22.3364 | 10.438 | 7.6144 | 15.6794 | 22.3716 | 10.4054 | 7.5906 | 15.6133 | 22.4143 | 10.3711 | 7.5656 | 15.4781 | 22.4648 | 10.3405 | 7.5432 | 15.3713 | 22.7483 | 10.2303 | 7.4629 | 14.9066 | 23.1067 | 10.2745 | 7.4951 | 14.4806 | 23.5054 | 11.2713 | 8.2223 | 14.1157 | 23.8727 | 12.7458 | 9.2979 | 13.8093 | 22.2634 | 12.5146 | 9.1292 | 16.6001 | 22.261 | 12.0267 | 8.7733 | 15.1423 | 22.2805 | 11.737 | 8.5619 | 14.9654 | 22.3071 | 11.5028 | 8.3911 | 14.8569 | 22.3354 | 11.2041 | 8.1732 | 14.7283 | 22.3656 | 10.9758 | 8.0067 | 14.6244 | 22.4017 | 10.8845 | 7.9401 | 14.491 | 22.4424 | 10.7531 | 7.8442 | 14.3804 | 23.6054 | 10.602 | 7.734 | 13.0801 | 23.6466 | 10.5673 | 7.7087 | 12.9526 | 26.9118 | 9.9837 | 7.283 | 9.3615 | 29.4053 | 9.9157 | 7.2334 | 6.7838 | 29.3708 | 11.7527 | 8.5734 | 6.9106 | 29.5393 | 11.8906 | 8.674 | 6.9098 | 22.2636 | 12.5146 | 9.1292 | 16.6001 | 22.2578 | 12.1545 | 8.8665 | 15.142 | 22.2791 | 11.9836 | 8.7419 | 14.9704 | 22.3138 | 11.8161 | 8.6197 | 14.8657 | 22.3524 | 11.6491 | 8.4978 | 14.7445 | 22.41 | 11.4867 | 8.3794 | 14.6376 | 22.4804 | 11.4096 | 8.3231 | 14.4887 | 22.5679 | 11.3416 | 8.2735 | 14.3547 | 23.7731 | 11.0778 | 8.0811 | 13.0581 | 23.8817 | 11.0094 | 8.0312 | 12.9276 | 32.0374 | 9.3741 | 6.8383 | 4.4841 | 37.0892 | 8.2222 | 5.998 | -1.6744 | 37.4947 | 8.2166 | 5.9939 | -3.1834 | 37.6135 | 7.8286 | 5.7109 | -4.4601 | 22.2636 | 12.5146 | 9.1292 | 16.6001 | 22.2599 | 12.0272 | 8.7737 | 15.1548 | 22.2927 | 11.755 | 8.5751 | 14.9452 | 22.3334 | 11.4099 | 8.3233 | 14.8336 | 25.426 | 10.5306 | 7.6819 | 11.6388 | 25.3069 | 10.4375 | 7.614 | 11.732 | 25.2251 | 10.4143 | 7.5971 | 11.7566 | 25.1912 | 10.4251 | 7.605 | 11.7845 | 26.3041 | 10.2469 | 7.4749 | 10.5738 | 26.3416 | 10.223 | 7.4576 | 10.2732 | 34.9663 | 10.8445 | 7.9109 | 0.31756 | 34.9519 | 10.5208 | 7.6748 | -0.78533 | 35.1592 | 10.229 | 7.4619 | -1.9709 | 35.0854 | 10.2168 | 7.453 | -1.7111
OFFERTON | VERNON PARK | BREDBURY | 391010 | 389489 | primary | best view | 29.4061 | 13.0166 | 9.4954 | 19.8648 | 29.3928 | 12.8991 | 9.4097 | 19.3644 | 29.4122 | 12.7984 | 9.3362 | 19.2562 | 29.4537 | 12.7035 | 9.2671 | 18.933 | 29.5061 | 12.5048 | 9.1221 | 18.7833 | 29.5646 | 12.315 | 8.9837 | 18.4893 | 29.6281 | 12.1993 | 8.8992 | 18.1651 | 29.7003 | 12.1309 | 8.8493 | 17.9158 | 29.779 | 12.0408 | 8.7836 | 17.6096 | 29.871 | 11.9268 | 8.7005 | 17.2278 | 30.2587 | 11.4453 | 8.3492 | 15.9514 | 30.5754 | 11.1279 | 8.1177 | 15.3938 | 30.7828 | 10.8906 | 7.9446 | 15.2061 | 30.9504 | 10.8432 | 7.91 | 15.4041 | 29.4058 | 13.0166 | 9.4954 | 19.8648 | 29.3981 | 12.944 | 9.4424 | 19.598 | 29.4135 | 12.8391 | 9.366 | 19.559 | 29.4409 | 12.7934 | 9.3326 | 19.358 | 29.4719 | 12.678 | 9.2484 | 19.3206 | 29.5109 | 12.5242 | 9.1362 | 19.1596 | 29.559 | 12.4109 | 9.0536 | 18.9338 | 29.6126 | 12.3611 | 9.0172 | 18.7612 | 29.6744 | 12.2964 | 8.97 | 18.5226 | 29.7433 | 12.2203 | 8.9145 | 18.2534 | 29.9211 | 12.0104 | 8.7614 | 17.4224 | 30.0663 | 11.8611 | 8.6525 | 16.9405 | 30.1847 | 11.7873 | 8.5987 | 16.6242 | 30.2806 | 11.6992 | 8.5344 | 16.5593 | 29.4061 | 13.0166 | 9.4954 | 19.8648 | 29.3927 | 12.8948 | 9.4065 | 19.3645 | 29.4121 | 12.7974 | 9.3355 | 19.2563 | 29.4535 | 12.7029 | 9.2666 | 18.9332 | 29.5057 | 12.5074 | 9.124 | 18.7835 | 29.5647 | 12.3159 | 8.9843 | 18.4893 | 29.6291 | 12.1965 | 8.8972 | 18.1645 | 29.7014 | 12.1252 | 8.8451 | 17.9151 | 29.7803 | 12.0405 | 8.7834 | 17.6088 | 29.865 | 11.9341 | 8.7058 | 17.2638 | 30.2107 | 11.4765 | 8.3719 | 16.1137 | 30.4678 | 11.1765 | 8.1531 | 15.6297 | 30.6484 | 10.9438 | 7.9833 | 15.465 | 30.7751 | 10.9036 | 7.954 | 15.6653 | 29.4066 | 13.0166 | 9.4954 | 19.8648 | 29.3903 | 12.6453 | 9.2246 | 19.371 | 29.413 | 12.3067 | 8.9776 | 19.2768 | 29.4632 | 11.8778 | 8.6647 | 18.9648 | 29.5293 | 11.6419 | 8.4926 | 18.8639 | 29.6113 | 11.3874 | 8.307 | 18.5851 | 29.7067 | 11.2703 | 8.2216 | 18.2909 | 29.8191 | 11.1877 | 8.1613 | 18.0762 | 29.9455 | 11.0869 | 8.0877 | 17.8399 | 30.0961 | 10.969 | 8.0018 | 17.5767 | 30.6898 | 10.2865 | 7.5039 | 15.8069 | 31.2547 | 9.2904 | 6.7772 | 12.2801 | 31.5803 | 8.448 | 6.1627 | 9.3479 | 31.7468 | 7.8538 | 5.7292 | 7.5527 | 29.4066 | 13.0166 | 9.4954 | 19.8648 | 29.3802 | 12.9044 | 9.4136 | 19.4022 | 29.417 | 12.848 | 9.3724 | 19.2115 | 29.4632 | 12.6815 | 9.2509 | 18.8883 | 29.5252 | 12.4952 | 9.1151 | 18.8148 | 29.6002 | 12.3426 | 9.0038 | 18.5567 | 29.6919 | 12.2145 | 8.9103 | 18.2935 | 29.7973 | 12.1196 | 8.8411 | 18.1232 | 29.9223 | 12.0025 | 8.7557 | 17.8085 | 30.095 | 11.7565 | 8.5762 | 16.9116 | 30.7492 | 10.6207 | 7.7476 | 12.8043 | 31.1928 | 9.6646 | 7.0502 | 9.5929 | 31.3444 | 9.1493 | 6.6743 | 7.644 | 31.283 | 9.1618 | 6.6834 | 8.3916
OPENSHAW | DROYLSDEN | STALYBRIDGE | 388606 | 397346 | primary | best view | 26.0267 | 12.58 | 9.1769 | 6.4026 | 26.0106 | 12.4604 | 9.0897 | 5.9023 | 26.0708 | 12.418 | 9.0588 | 5.7299 | 26.1668 | 12.3209 | 8.988 | 5.4229 | 26.2665 | 12.2016 | 8.9009 | 5.1472 | 26.3712 | 12.0631 | 8.7998 | 4.7579 | 26.485 | 11.943 | 8.7123 | 4.3678 | 26.6139 | 11.8243 | 8.6257 | 3.9869 | 26.7395 | 11.6808 | 8.521 | 3.4777 | 26.8858 | 11.5111 | 8.3972 | 2.8344 | 27.6645 | 10.8161 | 7.8902 | 0.39211 | 28.5472 | 10.2576 | 7.4828 | -1.1147 | 29.2084 | 9.8994 | 7.2215 | -1.7158 | 29.8746 | 9.8329 | 7.1729 | -1.8559 | 26.0265 | 12.58 | 9.1769 | 6.4026 | 25.98 | 12.5082 | 9.1246 | 6.1371 | 25.9934 | 12.3548 | 9.0127 | 6.0881 | 26.0303 | 12.1828 | 8.8872 | 5.9247 | 26.0615 | 12.0584 | 8.7964 | 5.8697 | 26.1047 | 11.8659 | 8.656 | 5.608 | 26.179 | 11.6719 | 8.5145 | 5.3172 | 26.2783 | 11.602 | 8.4635 | 5.0321 | 26.3905 | 11.4981 | 8.3877 | 4.5974 | 26.5267 | 11.3856 | 8.3057 | 4.1282 | 26.8874 | 11.0456 | 8.0576 | 2.7493 | 27.2741 | 10.7558 | 7.8462 | 1.6726 | 27.6692 | 10.8972 | 7.9494 | 0.97378 | 28.0158 | 11.1106 | 8.105 | 0.46575 | 26.0267 | 12.58 | 9.1769 | 6.4026 | 26.0101 | 12.4596 | 9.0891 | 5.9025 | 26.0704 | 12.4164 | 9.0576 | 5.7303 | 26.166 | 12.3203 | 8.9875 | 5.4235 | 26.2653 | 12.2021 | 8.9013 | 5.148 | 26.3721 | 12.0554 | 8.7943 | 4.7576 | 26.4906 | 11.942 | 8.7115 | 4.3648 | 26.6202 | 11.8241 | 8.6255 | 3.9829 | 26.7454 | 11.6796 | 8.5201 | 3.474 | 26.8825 | 11.5187 | 8.4028 | 2.8766 | 27.5521 | 10.8572 | 7.9202 | 0.62843 | 28.1524 | 10.3307 | 7.5361 | -0.67571 | 28.6682 | 9.9746 | 7.2763 | -1.2121 | 29.0819 | 9.9471 | 7.2563 | -1.2351 | 26.0273 | 12.58 | 9.1769 | 6.4026 | 26.0012 | 12.4547 | 9.0855 | 5.8892 | 26.0636 | 12.3601 | 9.0165 | 5.7211 | 26.1726 | 12.2195 | 8.914 | 5.3869 | 26.2983 | 12.082 | 8.8136 | 5.1636 | 26.4566 | 11.9005 | 8.6812 | 4.7329 | 26.6234 | 11.7135 | 8.5448 | 4.3065 | 26.82 | 11.5488 | 8.4247 | 3.9077 | 27.0422 | 11.3635 | 8.2895 | 3.429 | 27.3033 | 11.1638 | 8.1438 | 2.9643 | 28.7183 | 10.0245 | 7.3128 | -0.20031 | 30.2132 | 8.4226 | 6.1441 | -6.3359 | 31.1393 | 7.3047 | 5.3287 | -11.0415 | 31.551 | 6.5067 | 4.7466 | -14.1528 | 26.0273 | 12.58 | 9.1769 | 6.4026 | 25.9849 | 12.4794 | 9.1035 | 5.9573 | 26.0671 | 12.4089 | 9.0521 | 5.7319 | 26.1796 | 12.2749 | 8.9544 | 5.4093 | 26.3064 | 12.1439 | 8.8588 | 5.2012 | 26.4649 | 11.9654 | 8.7286 | 4.8079 | 26.6497 | 11.8384 | 8.6359 | 4.4266 | 26.8727 | 11.7067 | 8.5399 | 4.073 | 27.1368 | 11.5315 | 8.412 | 3.5132 | 27.4754 | 11.185 | 8.1593 | 2.059 | 29.0822 | 9.4706 | 6.9087 | -4.8708 | 30.3537 | 8.0426 | 5.8669 | -10.3877 | 30.8838 | 7.2972 | 5.3232 | -13.5767 | 30.8754 | 7.2617 | 5.2973 | -12.8065
ORMSKIRK | SKELMERSDALE | WASHWAY FARM / KIRKBY | 341294 | 408158 | primary | best view | 30.1178 | 14.7494 | 10.6007 | 13.9294 | 30.1009 | 14.93 | 10.7305 | 13.8725 | 30.1458 | 14.8926 | 10.7036 | 13.6141 | 30.2199 | 14.7372 | 10.5919 | 13.29 | 30.2971 | 14.363 | 10.323 | 12.9361 | 30.3793 | 13.9269 | 10.0095 | 12.5875 | 30.4678 | 13.6731 | 9.8271 | 12.2317 | 30.5658 | 13.567 | 9.7509 | 11.8525 | 30.6711 | 13.5451 | 9.7351 | 11.4639 | 30.7949 | 13.4327 | 9.6543 | 10.9335 | 31.2256 | 12.8386 | 9.2273 | 9.0742 | 31.5725 | 12.6208 | 9.0708 | 8.1328 | 31.7861 | 13.1726 | 9.4674 | 7.8795 | 31.9261 | 13.4334 | 9.6549 | 8.1998 | 30.1173 | 14.7494 | 10.6007 | 13.9294 | 30.1041 | 14.9533 | 10.7472 | 13.9806 | 30.1382 | 14.9412 | 10.7386 | 13.8569 | 30.1987 | 14.8943 | 10.7048 | 13.7267 | 30.2619 | 14.6737 | 10.5463 | 13.5851 | 30.3406 | 14.4277 | 10.3695 | 13.4035 | 30.4464 | 14.3221 | 10.2936 | 13.1523 | 30.5777 | 14.1849 | 10.195 | 12.8467 | 30.6689 | 14.0544 | 10.1012 | 12.507 | 30.7685 | 13.9609 | 10.034 | 12.1107 | 30.903 | 13.3843 | 9.6195 | 11.1594 | 31.0376 | 13.5673 | 9.7511 | 10.3181 | 31.1503 | 13.8573 | 9.9595 | 9.7526 | 31.1977 | 13.9314 | 10.0128 | 9.4344 | 30.1178 | 14.7494 | 10.6007 | 13.9294 | 30.1008 | 14.9305 | 10.7309 | 13.8726 | 30.1456 | 14.8911 | 10.7025 | 13.6142 | 30.2197 | 14.7387 | 10.593 | 13.2902 | 30.2967 | 14.3639 | 10.3236 | 12.9363 | 30.3794 | 13.9258 | 10.0087 | 12.5874 | 30.4689 | 13.6833 | 9.8345 | 12.231 | 30.5671 | 13.5728 | 9.755 | 11.8517 | 30.6725 | 13.5545 | 9.7419 | 11.463 | 30.7881 | 13.4487 | 9.6658 | 10.9741 | 31.1703 | 12.8724 | 9.2517 | 9.2573 | 31.4459 | 12.6651 | 9.1027 | 8.3835 | 31.6271 | 13.2249 | 9.505 | 8.1275 | 31.7259 | 13.4953 | 9.6993 | 8.4433 | 30.1185 | 14.7494 | 10.6007 | 13.9294 | 30.0952 | 14.3735 | 10.3305 | 13.8699 | 30.1407 | 13.889 | 9.9823 | 13.6292 | 30.2227 | 13.1475 | 9.4494 | 13.3223 | 30.3159 | 12.8985 | 9.2704 | 12.9948 | 30.4256 | 12.6137 | 9.0657 | 12.662 | 30.5537 | 12.4123 | 8.9209 | 12.2867 | 30.7006 | 12.1976 | 8.7666 | 11.8975 | 30.8605 | 11.9795 | 8.6099 | 11.5521 | 31.0496 | 11.7366 | 8.4353 | 11.1819 | 31.6693 | 10.602 | 7.6199 | 9.1139 | 32.1838 | 9.5429 | 6.8587 | 5.5402 | 32.4247 | 9.0048 | 6.4719 | 3.0742 | 32.4952 | 8.5654 | 6.1561 | 1.5506 | 30.1185 | 14.7494 | 10.6007 | 13.9294 | 30.0724 | 14.9377 | 10.736 | 13.9171 | 30.1275 | 14.9741 | 10.7622 | 13.5611 | 30.1974 | 14.1551 | 10.1735 | 13.2508 | 30.2754 | 14.1554 | 10.1738 | 12.9062 | 30.3612 | 13.7471 | 9.8803 | 12.5938 | 30.4665 | 13.5134 | 9.7123 | 12.2742 | 30.5863 | 13.3652 | 9.6058 | 11.9569 | 30.7244 | 13.2304 | 9.5089 | 11.6001 | 30.9052 | 12.9991 | 9.3427 | 10.677 | 31.5334 | 12.5635 | 9.0296 | 6.4203 | 31.9057 | 11.4597 | 8.2363 | 3.2893 | 31.9692 | 11.3302 | 8.1433 | 1.7748 | 31.8399 | 11.2783 | 8.1059 | 2.595
PADIHAM | PADIHAM | PADIHAM | 378428 | 433238 | primary | best view | 17.368 | 2.8595 | 2.0552 | 17.368 | 14.9319 | 2.4584 | 1.7669 | 14.9319 | 13.918 | 2.2915 | 1.6469 | 13.918 | 12.1033 | 1.9927 | 1.4322 | 12.1033 | 10.2117 | 1.6813 | 1.2084 | 10.2117 | 8.2945 | 1.3656 | 0.9815 | 8.2945 | 6.5271 | 1.0746 | 0.77236 | 6.5271 | 5.0082 | 0.82457 | 0.59263 | 5.0082 | 4.2676 | 0.70262 | 0.50499 | 4.2676 | 3.8976 | 0.64171 | 0.46121 | 3.8976 | 0.56651 | 0.093272 | 0.067037 | 0.56651 | 2.6844 | 0.44197 | 0.31765 | 2.6844 | 1.3231 | 0.21784 | 0.15657 | 1.3231 | 2.6844 | 0.44197 | 0.31765 | 2.6844 | 17.368 | 2.8595 | 2.0552 | 17.368 | 16.3246 | 2.6877 | 1.9317 | 16.3246 | 16.1606 | 2.6607 | 1.9123 | 16.1606 | 15.68 | 2.5816 | 1.8554 | 15.68 | 15.3558 | 2.5282 | 1.8171 | 15.3558 | 14.6672 | 2.4148 | 1.7356 | 14.6672 | 14.4192 | 2.374 | 1.7062 | 14.4192 | 13.8654 | 2.2828 | 1.6407 | 13.8654 | 13.1671 | 2.1679 | 1.5581 | 13.1671 | 12.3539 | 2.034 | 1.4619 | 12.3539 | 9.5558 | 1.5733 | 1.1308 | 9.5558 | 6.919 | 1.1392 | 0.81873 | 6.919 | 6.9134 | 1.1382 | 0.81808 | 6.9134 | 10.4229 | 1.716 | 1.2334 | 10.4229 | 17.368 | 2.8595 | 2.0552 | 17.368 | 14.872 | 2.4486 | 1.7598 | 14.872 | 13.8701 | 2.2836 | 1.6413 | 13.8701 | 12.048 | 1.9836 | 1.4257 | 12.048 | 10.1587 | 1.6725 | 1.2021 | 10.1587 | 8.2297 | 1.355 | 0.97383 | 8.2297 | 6.5221 | 1.0738 | 0.77177 | 6.5221 | 5.0449 | 0.8306 | 0.59697 | 5.0449 | 4.2036 | 0.69209 | 0.49742 | 4.2036 | 3.866 | 0.6365 | 0.45747 | 3.866 | 0.83393 | 0.1373 | 0.09868 | 0.83393 | 2.6844 | 0.44197 | 0.31765 | 2.6844 | 2.0579 | 0.33882 | 0.24352 | 2.0579 | 0.83826 | 0.13801 | 0.099192 | 0.83826 | 17.368 | 2.8595 | 2.0552 | 17.368 | 14.5079 | 2.3886 | 1.7167 | 14.5079 | 13.0709 | 2.152 | 1.5467 | 13.0709 | 11.0013 | 1.8113 | 1.3018 | 11.0013 | 9.0629 | 1.4921 | 1.0724 | 9.0629 | 7.06 | 1.1624 | 0.83542 | 7.06 | 4.9121 | 0.80875 | 0.58126 | 4.9121 | 3.0821 | 0.50744 | 0.36471 | 3.0821 | 1.1306 | 0.18615 | 0.13379 | 1.1306 | 2.6844 | 0.44197 | 0.31765 | 2.6844 | 2.6844 | 0.44197 | 0.31765 | 2.6844 | 2.6844 | 0.44197 | 0.31765 | 2.6844 | 2.6844 | 0.44197 | 0.31765 | 2.6844 | 2.6844 | 0.44197 | 0.31765 | 2.6844 | 17.368 | 2.8595 | 2.0552 | 17.368 | 14.9028 | 2.4536 | 1.7635 | 14.9028 | 8.1013 | 1.3338 | 0.95864 | 8.1013 | 7.752 | 1.2763 | 0.91731 | 7.752 | 5.0821 | 0.83672 | 0.60137 | 5.0821 | 1.9757 | 0.32528 | 0.23378 | 1.9757 | 2.6844 | 0.44197 | 0.31765 | 2.6844 | 2.6844 | 0.44197 | 0.31765 | 2.6844 | 2.6844 | 0.44197 | 0.31765 | 2.6844 | 2.6844 | 0.44197 | 0.31765 | 2.6844 | 2.6844 | 0.44197 | 0.31765 | 2.6844 | 2.6844 | 0.44197 | 0.31765 | 2.6844 | 2.6844 | 0.44197 | 0.31765 | 2.6844 | 2.6844 | 0.44197 | 0.31765 | 2.6844
PEEL ST | PADIHAM | PADIHAM | 374463 | 441514 | primary | best view | 19.7398 | 19.7398 | 19.7398 | 11.274 | 19.748 | 19.748 | 19.748 | 11.2156 | 19.8103 | 19.8103 | 19.8103 | 10.9639 | 19.8866 | 19.8866 | 19.8866 | 10.6692 | 19.9789 | 19.9789 | 19.9789 | 10.3494 | 20.0784 | 20.0784 | 20.0784 | 10.0252 | 20.1867 | 20.1867 | 20.1867 | 9.6966 | 20.3123 | 20.3123 | 20.3123 | 9.3476 | 23.3001 | 23.3001 | 21.0711 | 6.1083 | 23.4305 | 23.4305 | 21.0781 | 5.5941 | 25.6943 | 25.6943 | 20.4287 | 1.8933 | 34.2383 | 26.4703 | 19.0247 | -6.937 | 34.8531 | 26.1834 | 18.8185 | -7.2331 | 35.4721 | 25.7439 | 18.5026 | -7.3553 | 19.7393 | 19.7393 | 19.7393 | 11.274 | 19.7565 | 19.7565 | 19.7565 | 11.2705 | 19.8106 | 19.8106 | 19.8106 | 11.1205 | 19.8678 | 19.8678 | 19.8678 | 10.9687 | 19.9322 | 19.9322 | 19.9322 | 10.814 | 20.0091 | 20.0091 | 20.0091 | 10.6266 | 20.1023 | 20.1023 | 20.1023 | 10.3923 | 20.2086 | 20.2086 | 20.2086 | 10.1204 | 20.3282 | 20.3282 | 20.3282 | 9.8116 | 20.4595 | 20.4595 | 20.4595 | 9.3551 | 20.8596 | 20.8596 | 20.8596 | 7.8845 | 21.2739 | 21.2739 | 21.2739 | 6.9366 | 21.7024 | 21.7024 | 21.1058 | 6.3795 | 22.0901 | 22.0901 | 21.0844 | 6.0122 | 19.7398 | 19.7398 | 19.7398 | 11.274 | 19.7476 | 19.7476 | 19.7476 | 11.2159 | 19.8095 | 19.8095 | 19.8095 | 10.9645 | 19.8854 | 19.8854 | 19.8854 | 10.6701 | 19.9773 | 19.9773 | 19.9773 | 10.3507 | 20.0789 | 20.0789 | 20.0789 | 10.0249 | 20.1916 | 20.1916 | 20.1916 | 9.6927 | 20.318 | 20.318 | 20.318 | 9.343 | 23.3065 | 23.3065 | 21.086 | 6.1031 | 23.4253 | 23.4253 | 21.0897 | 5.6508 | 25.5748 | 25.5748 | 20.451 | 2.1905 | 33.8816 | 26.5479 | 19.0805 | -6.4423 | 34.3807 | 26.293 | 18.8973 | -6.6004 | 34.7915 | 25.8655 | 18.59 | -6.6013 | 19.7406 | 19.7406 | 19.7406 | 11.274 | 19.7464 | 19.7464 | 19.7464 | 11.2127 | 19.8199 | 19.8199 | 19.8199 | 10.9649 | 19.9174 | 19.9174 | 19.9174 | 10.6673 | 20.0406 | 20.0406 | 20.0406 | 10.3509 | 20.195 | 20.195 | 20.195 | 10.0195 | 20.3789 | 20.3789 | 20.3789 | 9.6703 | 20.6273 | 20.6273 | 20.6273 | 9.2676 | 23.655 | 23.655 | 21.2729 | 6.0846 | 23.9138 | 23.9138 | 21.1613 | 5.7123 | 33.0293 | 27.3012 | 19.6219 | -4.2962 | 35.7872 | 26.0137 | 18.6966 | -8.7458 | 36.5539 | 25.4092 | 18.2621 | -11.0603 | 36.9026 | 25.0881 | 18.0313 | -12.5741 | 19.7406 | 19.7406 | 19.7406 | 11.274 | 19.7404 | 19.7404 | 19.7404 | 11.2366 | 19.8504 | 19.8504 | 19.8504 | 10.8832 | 19.956 | 19.956 | 19.956 | 10.5737 | 20.0837 | 20.0837 | 20.0837 | 10.2677 | 20.2788 | 20.2788 | 20.2788 | 9.9249 | 20.4808 | 20.4808 | 20.4808 | 9.588 | 20.7191 | 20.7191 | 20.7191 | 9.2355 | 22.5251 | 22.5251 | 20.5683 | 7.2903 | 22.891 | 22.891 | 20.3916 | 6.529 | 34.8139 | 25.7601 | 18.5143 | -7.5516 | 35.7285 | 24.855 | 17.8638 | -10.1839 | 36.1722 | 24.2618 | 17.4374 | -11.7786 | 36.1987 | 24.1703 | 17.3717 | -11.4557
PENDLETON | FREDERICK RD | KEARSLEY | 381161 | 398842 | primary | best view | 31.3875 | 9.8041 | 7.1519 | 14.0229 | 31.3845 | 9.6085 | 7.0092 | 13.0964 | 31.4271 | 9.5518 | 6.9679 | 13.0214 | 31.5069 | 9.3982 | 6.8558 | 12.6485 | 31.5809 | 9.3002 | 6.7844 | 12.4786 | 31.6538 | 9.2028 | 6.7133 | 12.2415 | 31.7302 | 9.1018 | 6.6396 | 12.0563 | 31.8149 | 8.8735 | 6.4731 | 11.8114 | 31.9048 | 8.6691 | 6.324 | 9.8697 | 32.006 | 8.5488 | 6.2362 | 9.2754 | 32.4925 | 8.0818 | 5.8955 | 7.9758 | 33.0875 | 7.745 | 5.6498 | 6.9276 | 33.6004 | 7.3692 | 5.3757 | 6.1226 | 34.0817 | 7.1909 | 5.2457 | 5.5992 | 31.3874 | 9.8041 | 7.1519 | 14.0229 | 31.3759 | 9.7131 | 7.0856 | 13.5952 | 31.3992 | 9.6772 | 7.0593 | 13.6858 | 31.4571 | 9.5821 | 6.99 | 13.4885 | 31.5088 | 9.568 | 6.9797 | 13.4961 | 31.5681 | 9.5046 | 6.9334 | 13.4225 | 31.6509 | 9.4481 | 6.8922 | 13.3547 | 31.7557 | 9.3757 | 6.8395 | 13.1625 | 31.8613 | 9.2041 | 6.7143 | 12.1215 | 31.9757 | 9.1171 | 6.6508 | 11.7022 | 32.2351 | 8.9736 | 6.5461 | 11.0409 | 32.5265 | 8.7962 | 6.4167 | 10.3881 | 32.8279 | 8.7057 | 6.3507 | 9.7605 | 33.0956 | 8.644 | 6.3057 | 9.2189 | 31.3875 | 9.8041 | 7.1519 | 14.0229 | 31.3842 | 9.6106 | 7.0108 | 13.0966 | 31.4264 | 9.55 | 6.9666 | 13.0218 | 31.506 | 9.397 | 6.855 | 12.6492 | 31.5797 | 9.2989 | 6.7834 | 12.4795 | 31.6542 | 9.1922 | 6.7056 | 12.2412 | 31.734 | 9.0923 | 6.6327 | 12.0534 | 31.8194 | 8.9368 | 6.5193 | 11.8079 | 31.9098 | 8.6807 | 6.3325 | 9.8657 | 32.0071 | 8.5579 | 6.2429 | 9.2851 | 32.427 | 8.1109 | 5.9168 | 8.0728 | 32.8328 | 7.8048 | 5.6935 | 7.1817 | 33.2524 | 7.4408 | 5.428 | 6.4463 | 33.5581 | 7.3239 | 5.3427 | 6.0526 | 31.3878 | 9.8041 | 7.1519 | 14.0229 | 31.3748 | 9.5705 | 6.9815 | 13.1045 | 31.411 | 9.502 | 6.9316 | 13.0496 | 31.4919 | 9.3551 | 6.8244 | 12.6876 | 31.5721 | 9.227 | 6.731 | 12.525 | 31.6666 | 9.113 | 6.6478 | 12.28 | 31.7788 | 8.9893 | 6.5575 | 12.0272 | 31.9081 | 8.8581 | 6.4619 | 11.6871 | 32.0515 | 8.4636 | 6.1741 | 9.7444 | 32.2579 | 8.2588 | 6.0246 | 9.044 | 33.108 | 7.5009 | 5.4718 | 7.3191 | 34.0279 | 6.5841 | 4.803 | 4.538 | 34.5605 | 5.9937 | 4.3723 | 2.3675 | 34.2314 | 5.5527 | 4.0506 | 0.90068 | 31.3878 | 9.8041 | 7.1519 | 14.0229 | 31.3617 | 9.6213 | 7.0186 | 13.1347 | 31.4021 | 9.5245 | 6.948 | 13.0514 | 31.4777 | 9.2358 | 6.7374 | 12.6915 | 31.5531 | 9.2901 | 6.777 | 12.5223 | 31.7017 | 9.125 | 6.6566 | 12.2055 | 31.8181 | 9.0088 | 6.5718 | 11.9684 | 31.9562 | 8.8952 | 6.4889 | 11.6452 | 32.1154 | 8.5093 | 6.2074 | 9.6967 | 32.3095 | 8.2564 | 6.0229 | 8.7077 | 33.2684 | 7.3714 | 5.3774 | 5.637 | 34.0725 | 6.5196 | 4.756 | 2.9475 | 34.3826 | 6.0358 | 4.403 | 1.3253 | 34.3756 | 5.962 | 4.3492 | 1.5777
PETTERIL BANK | CARLISLE | HARKER / HUTTON | 341768 | 553686 | primary | best view | 31.5105 | 11.104 | 7.9807 | 13.3921 | 31.4835 | 11.0225 | 7.9221 | 13.1646 | 31.5472 | 10.9489 | 7.8692 | 12.8874 | 31.6547 | 10.6703 | 7.6689 | 12.4355 | 31.7804 | 10.3936 | 7.4701 | 12.021 | 31.9089 | 10.1141 | 7.2692 | 11.5824 | 32.0239 | 9.8404 | 7.0725 | 11.0658 | 32.1566 | 9.5761 | 6.8825 | 10.5532 | 32.3019 | 9.4133 | 6.7655 | 10.0321 | 32.4741 | 9.2194 | 6.6262 | 9.4335 | 33.2315 | 8.5016 | 6.1103 | 7.1618 | 33.816 | 8.1666 | 5.8695 | 6.0709 | 34.1478 | 8.184 | 5.882 | 5.957 | 34.3606 | 8.1168 | 5.8337 | 6.3424 | 31.51 | 11.104 | 7.9807 | 13.3921 | 31.4632 | 11.073 | 7.9584 | 13.3459 | 31.4805 | 10.9223 | 7.85 | 13.1655 | 31.5202 | 10.5714 | 7.5978 | 12.9048 | 31.5599 | 10.3208 | 7.4178 | 12.7146 | 31.6147 | 10.1921 | 7.3253 | 12.4586 | 31.6947 | 9.9896 | 7.1797 | 12.0732 | 31.7825 | 9.8227 | 7.0598 | 11.6724 | 31.8803 | 9.6963 | 6.9689 | 11.2222 | 31.9963 | 9.5719 | 6.8795 | 10.7632 | 32.2522 | 9.0816 | 6.5271 | 9.3881 | 32.44 | 9.0141 | 6.4786 | 8.6286 | 32.5507 | 9.093 | 6.5353 | 8.178 | 32.6128 | 9.1725 | 6.5924 | 7.9917 | 31.5105 | 11.104 | 7.9807 | 13.3921 | 31.4834 | 11.0225 | 7.9221 | 13.1646 | 31.5478 | 10.9485 | 7.8689 | 12.8873 | 31.6552 | 10.6696 | 7.6685 | 12.4354 | 31.7808 | 10.3935 | 7.47 | 12.0209 | 31.9094 | 10.1153 | 7.27 | 11.5822 | 32.0251 | 9.8803 | 7.1012 | 11.0651 | 32.1578 | 9.625 | 6.9177 | 10.5525 | 32.3017 | 9.4521 | 6.7934 | 10.0321 | 32.4596 | 9.2706 | 6.663 | 9.4892 | 33.142 | 8.5437 | 6.1406 | 7.4093 | 33.6334 | 8.2075 | 5.8989 | 6.3983 | 33.914 | 8.2162 | 5.9051 | 6.2776 | 34.0747 | 8.1758 | 5.8761 | 6.6637 | 31.5117 | 11.104 | 7.9807 | 13.3921 | 31.4794 | 11.0261 | 7.9246 | 13.1586 | 31.5562 | 10.9549 | 7.8735 | 12.885 | 31.6932 | 10.2025 | 7.3327 | 12.4385 | 31.8607 | 10.0507 | 7.2236 | 12.0552 | 32.0205 | 9.8377 | 7.0705 | 11.6466 | 32.2091 | 9.6386 | 6.9275 | 11.1519 | 32.436 | 9.4005 | 6.7563 | 10.6681 | 32.6898 | 9.1902 | 6.6052 | 10.1866 | 32.9922 | 8.9653 | 6.4436 | 9.6266 | 34.1416 | 7.9062 | 5.6824 | 6.7176 | 35.0983 | 6.4295 | 4.621 | 1.5071 | 32.4018 | 5.3347 | 3.8342 | -2.3864 | 27.3815 | 4.5081 | 3.2401 | -5.238 | 31.5117 | 11.104 | 7.9807 | 13.3921 | 31.4602 | 11.0321 | 7.929 | 13.2295 | 31.5759 | 10.9195 | 7.8481 | 12.8421 | 31.7244 | 10.6851 | 7.6796 | 12.3935 | 31.8646 | 10.4597 | 7.5176 | 12.0448 | 32.0151 | 9.7956 | 7.0403 | 11.7055 | 32.201 | 9.4154 | 6.767 | 11.2788 | 32.4171 | 9.1964 | 6.6097 | 10.8606 | 32.6623 | 9.0954 | 6.5371 | 10.3712 | 32.9853 | 8.8599 | 6.3678 | 9.0214 | 34.1448 | 7.3075 | 5.252 | 2.7954 | 34.8368 | 5.7637 | 4.1425 | -1.8474 | 29.4157 | 4.8431 | 3.4808 | -4.4344 | 29.6585 | 4.8831 | 3.5095 | -3.6459
PHILLIPS LANE | NELSON | PADIHAM | 387571 | 439522 | primary | best view | 19.4278 | 19.4278 | 19.2228 | 12.2997 | 19.4243 | 19.4243 | 19.1996 | 12.1231 | 19.4425 | 19.4425 | 18.0554 | 12.0532 | 19.4703 | 19.4703 | 16.9167 | 11.971 | 19.5032 | 19.5032 | 15.7629 | 11.8594 | 19.5401 | 19.5401 | 14.6032 | 11.7623 | 19.5802 | 18.4966 | 13.493 | 11.6478 | 19.6264 | 18.4008 | 13.4231 | 11.5343 | 19.6768 | 18.4045 | 13.4258 | 11.4101 | 19.7357 | 18.3545 | 13.3893 | 11.2601 | 19.9767 | 18.4918 | 13.4895 | 10.5287 | 20.1931 | 20.1931 | 15.2067 | 10.2161 | 20.332 | 20.332 | 18.2124 | 10.2387 | 20.4455 | 20.4455 | 18.7971 | 10.3419 | 19.4277 | 19.4277 | 19.2228 | 12.2997 | 19.4303 | 19.4303 | 19.209 | 12.2354 | 19.4505 | 19.4505 | 18.0529 | 12.211 | 19.4764 | 19.4764 | 16.8841 | 12.1863 | 19.5051 | 19.5051 | 15.7447 | 12.1433 | 19.5409 | 19.5409 | 14.5812 | 12.1033 | 19.586 | 18.4404 | 13.452 | 12.0248 | 19.6404 | 18.4434 | 13.4542 | 11.9332 | 19.7042 | 18.4348 | 13.448 | 11.8151 | 19.7724 | 18.4282 | 13.4431 | 11.6656 | 19.8652 | 18.6286 | 13.5893 | 11.2713 | 19.9457 | 19.9457 | 14.7047 | 11.0216 | 20.0172 | 20.0172 | 16.7419 | 10.9087 | 20.0735 | 20.0735 | 17.3522 | 10.8501 | 19.4278 | 19.4278 | 19.2228 | 12.2997 | 19.4242 | 19.4242 | 19.2 | 12.1232 | 19.4424 | 19.4424 | 18.0558 | 12.0533 | 19.4701 | 19.4701 | 16.9188 | 11.9712 | 19.5029 | 19.5029 | 15.7648 | 11.8596 | 19.5402 | 19.5402 | 14.6023 | 11.7623 | 19.5811 | 18.4986 | 13.4945 | 11.6471 | 19.6274 | 18.3865 | 13.4127 | 11.5335 | 19.678 | 18.4119 | 13.4312 | 11.4092 | 19.7327 | 18.3625 | 13.3952 | 11.2718 | 19.9446 | 18.4933 | 13.4906 | 10.6257 | 20.1093 | 20.1093 | 15.2205 | 10.3575 | 20.2294 | 20.2294 | 18.2301 | 10.3826 | 20.3072 | 20.3072 | 18.8203 | 10.4956 | 19.428 | 19.428 | 19.2228 | 12.2997 | 19.4232 | 19.4232 | 19.2042 | 12.1241 | 19.4429 | 19.4429 | 18.0655 | 12.0575 | 19.4759 | 19.4759 | 16.9092 | 11.9775 | 19.5187 | 19.5187 | 15.7323 | 11.8668 | 19.5721 | 19.5721 | 14.5602 | 11.7668 | 19.6351 | 18.3799 | 13.4079 | 11.642 | 19.7101 | 18.3373 | 13.3768 | 11.5156 | 19.7944 | 18.28 | 13.335 | 11.3858 | 19.8922 | 18.2022 | 13.2783 | 11.242 | 20.2787 | 18.247 | 13.3109 | 10.4907 | 20.6438 | 20.2249 | 14.7538 | 8.48 | 20.8585 | 20.8585 | 17.6483 | 6.9393 | 20.9599 | 20.9599 | 18.066 | 5.9755 | 19.428 | 19.428 | 19.2228 | 12.2997 | 19.4127 | 19.4127 | 19.1984 | 12.1495 | 19.4356 | 19.4356 | 19.2059 | 12.0627 | 19.4647 | 19.4647 | 19.1078 | 11.9911 | 19.5021 | 19.5021 | 18.9424 | 11.895 | 19.5492 | 19.5492 | 18.7239 | 11.8163 | 19.6058 | 19.6058 | 18.6779 | 11.7113 | 19.672 | 19.672 | 18.6422 | 11.6095 | 19.7514 | 19.7514 | 18.6076 | 11.4717 | 19.8599 | 19.8599 | 18.5435 | 11.1409 | 20.2854 | 20.2854 | 18.5396 | 8.9032 | 20.5722 | 20.5722 | 18.1426 | 7.0675 | 20.6751 | 20.6751 | 17.9476 | 6.1214 | 20.6414 | 20.6414 | 17.9637 | 6.5732
PICCADILLY | BLOOM ST | SOUTH MANCHESTER | 384427 | 398261 | primary | best view | 30.0854 | 8.7501 | 6.3831 | 17.2951 | 30.0821 | 8.4754 | 6.1827 | 15.886 | 30.114 | 8.3476 | 6.0895 | 15.7484 | 30.16 | 8.1398 | 5.9378 | 15.573 | 30.1916 | 7.9491 | 5.7988 | 15.4663 | 30.2196 | 7.8104 | 5.6975 | 15.3208 | 30.2476 | 7.6691 | 5.5945 | 15.23 | 30.2757 | 7.6151 | 5.5551 | 15.1698 | 30.304 | 7.5323 | 5.4947 | 15.025 | 30.3334 | 7.4866 | 5.4614 | 14.9652 | 30.3734 | 7.1845 | 5.241 | 14.7146 | 30.3762 | 7.1396 | 5.2083 | 14.6512 | 30.3513 | 8.4379 | 6.1553 | 14.7065 | 30.3071 | 8.5962 | 6.2708 | 14.8324 | 30.0854 | 8.7501 | 6.3831 | 17.2951 | 30.0599 | 8.6179 | 6.2866 | 16.6941 | 30.057 | 8.534 | 6.2254 | 16.7803 | 30.0723 | 8.4269 | 6.1473 | 16.7738 | 30.067 | 8.3292 | 6.076 | 16.8267 | 30.0624 | 8.2038 | 5.9845 | 16.8255 | 30.0742 | 8.0991 | 5.9082 | 16.8124 | 30.1019 | 8.0573 | 5.8777 | 16.768 | 30.1457 | 7.9766 | 5.8188 | 16.5913 | 30.2052 | 7.9319 | 5.7862 | 16.4401 | 30.1889 | 7.8597 | 5.7336 | 16.4558 | 30.1534 | 7.8919 | 5.757 | 16.5689 | 30.1032 | 8.7207 | 6.3616 | 16.7341 | 30.0431 | 9.5053 | 6.934 | 16.9149 | 30.0854 | 8.7501 | 6.3831 | 17.2951 | 30.0821 | 8.4765 | 6.1835 | 15.886 | 30.114 | 8.3493 | 6.0907 | 15.7484 | 30.16 | 8.134 | 5.9336 | 15.573 | 30.1916 | 7.9507 | 5.7999 | 15.4663 | 30.2196 | 7.8164 | 5.702 | 15.3208 | 30.2476 | 7.6692 | 5.5946 | 15.23 | 30.2757 | 7.6167 | 5.5563 | 15.1698 | 30.304 | 7.5287 | 5.4921 | 15.025 | 30.3329 | 7.488 | 5.4624 | 14.9678 | 30.3711 | 7.1989 | 5.2515 | 14.7263 | 30.3732 | 7.1486 | 5.2148 | 14.6663 | 30.3481 | 8.4547 | 6.1676 | 14.7216 | 30.304 | 8.6185 | 6.2871 | 14.846 | 30.0854 | 8.7501 | 6.3831 | 17.2951 | 30.0763 | 8.456 | 6.1685 | 15.8972 | 30.1023 | 8.2828 | 6.0422 | 15.7788 | 30.1417 | 8.0644 | 5.8829 | 15.6235 | 30.1679 | 7.8815 | 5.7495 | 15.5324 | 30.1907 | 7.6873 | 5.6078 | 15.4042 | 30.2144 | 7.5379 | 5.4988 | 15.328 | 30.2386 | 7.4654 | 5.4459 | 15.2816 | 30.2629 | 7.3687 | 5.3753 | 15.1532 | 30.2881 | 7.2998 | 5.3251 | 15.116 | 30.296 | 6.965 | 5.0808 | 14.8991 | 30.2708 | 6.7377 | 4.9151 | 14.3991 | 30.2048 | 7.775 | 5.6717 | 14.0635 | 30.1147 | 7.7676 | 5.6664 | 13.9076 | 30.0854 | 8.7501 | 6.3831 | 17.2951 | 30.0659 | 8.508 | 6.2064 | 15.9171 | 30.0839 | 8.3748 | 6.1093 | 15.8079 | 30.1151 | 8.1791 | 5.9665 | 15.6717 | 30.1302 | 8.0135 | 5.8457 | 15.6023 | 30.1408 | 7.8038 | 5.6928 | 15.4995 | 30.152 | 7.5991 | 5.5435 | 15.4494 | 30.1627 | 7.494 | 5.4668 | 15.4318 | 30.1726 | 7.4472 | 5.4327 | 15.339 | 30.1838 | 7.4075 | 5.4037 | 15.2065 | 30.1889 | 7.9057 | 5.7671 | 14.4758 | 30.1505 | 7.5313 | 5.494 | 13.9867 | 30.0799 | 7.8149 | 5.7009 | 13.7827 | 29.9858 | 7.8341 | 5.7149 | 14.1357
PIMBO | SKELMERSDALE | WASHWAY FARM / KIRKBY | 349148 | 404549 | primary | best view | 41.6762 | 6.8617 | 4.9316 | 24.7907 | 40.8645 | 6.728 | 4.8356 | 24.8384 | 36.7547 | 6.0514 | 4.3492 | 24.6902 | 32.3779 | 5.3308 | 3.8313 | 24.4089 | 28.4061 | 4.6768 | 3.3613 | 24.1459 | 24.1395 | 3.9744 | 2.8565 | 23.6929 | 20.615 | 3.3941 | 2.4394 | 20.615 | 20.0633 | 3.3033 | 2.3741 | 20.0633 | 19.4971 | 3.2101 | 2.3071 | 19.4971 | 18.9033 | 3.1123 | 2.2369 | 18.9033 | 16.315 | 2.6861 | 1.9306 | 16.315 | 16.6941 | 2.7486 | 1.9754 | 16.6941 | 28.0088 | 4.6114 | 3.3143 | 20.2609 | 37.2023 | 6.1251 | 4.4022 | 19.8738 | 41.6762 | 6.8617 | 4.9316 | 24.7907 | 41.2929 | 6.7986 | 4.8863 | 25.1409 | 37.5965 | 6.19 | 4.4489 | 25.3126 | 33.6919 | 5.5471 | 3.9868 | 25.3649 | 30.2942 | 4.9877 | 3.5848 | 25.4674 | 26.8202 | 4.4157 | 3.1737 | 25.5972 | 23.6416 | 3.8924 | 2.7976 | 23.6416 | 23.39 | 3.851 | 2.7678 | 23.39 | 23.0868 | 3.8011 | 2.7319 | 23.0868 | 22.7062 | 3.7384 | 2.6869 | 22.7062 | 21.6851 | 3.5703 | 2.566 | 21.6851 | 22.6473 | 3.7287 | 2.6799 | 22.6473 | 31.4346 | 5.1755 | 3.7197 | 24.5042 | 38.0187 | 6.2595 | 4.4988 | 24.3964 | 41.6762 | 6.8617 | 4.9316 | 24.7907 | 40.8596 | 6.7272 | 4.835 | 24.8391 | 36.7481 | 6.0503 | 4.3485 | 24.6915 | 32.3676 | 5.3291 | 3.8301 | 24.4104 | 28.3927 | 4.6746 | 3.3598 | 24.1479 | 24.122 | 3.9715 | 2.8544 | 23.6923 | 20.6344 | 3.3973 | 2.4417 | 20.6344 | 20.0902 | 3.3077 | 2.3773 | 20.0902 | 19.5104 | 3.2122 | 2.3087 | 19.5104 | 18.8429 | 3.1023 | 2.2297 | 18.8429 | 16.5781 | 2.7295 | 1.9617 | 16.5781 | 17.456 | 2.874 | 2.0656 | 17.456 | 29.0581 | 4.7842 | 3.4385 | 21.1738 | 38.7117 | 6.3736 | 4.5808 | 21.1646 | 41.6762 | 6.8617 | 4.9316 | 24.7907 | 38.3691 | 6.3172 | 4.5403 | 24.8773 | 31.9781 | 5.265 | 3.784 | 24.7733 | 25.0741 | 4.1283 | 2.9671 | 24.5245 | 18.6232 | 3.0662 | 2.2037 | 18.6232 | 12.3099 | 2.0267 | 1.4567 | 12.3099 | 8.0667 | 1.3281 | 0.95454 | 8.0667 | 6.8829 | 1.1332 | 0.81447 | 6.8829 | 5.7099 | 0.94008 | 0.67566 | 5.7099 | 4.4527 | 0.7331 | 0.5269 | 4.4527 | 2.6844 | 0.44197 | 0.31765 | 2.6844 | 2.6844 | 0.44197 | 0.31765 | 2.6844 | 2.6844 | 0.44197 | 0.31765 | 2.6844 | 2.6844 | 0.44197 | 0.31765 | 2.6844 | 41.6762 | 6.8617 | 4.9316 | 24.7907 | 40.9268 | 6.7383 | 4.8429 | 24.8983 | 39.6725 | 6.5318 | 4.6945 | 24.7298 | 38.0531 | 6.2652 | 4.5029 | 24.4792 | 36.461 | 6.003 | 4.3145 | 24.279 | 34.1968 | 5.6302 | 4.0466 | 23.891 | 33.0037 | 5.4338 | 3.9054 | 23.7052 | 32.3237 | 5.3218 | 3.8249 | 23.4989 | 31.6646 | 5.2133 | 3.7469 | 23.2578 | 30.6902 | 5.0529 | 3.6316 | 22.718 | 33.6777 | 5.5448 | 3.9851 | 18.6244 | 26.5505 | 4.3713 | 3.1418 | 14.6328 | 23.7205 | 3.9054 | 2.8069 | 12.134 | 23.3763 | 3.8487 | 2.7662 | 12.6648
MORTON PARK & PIRELLI | CARLISLE | HARKER / HUTTON | 339059 | 553548 | primary | best view | 3.7303 | 0.61417 | 0.44142 | 3.7303 | 2.6844 | 0.44197 | 0.31765 | 2.6844 | 2.6844 | 0.44197 | 0.31765 | 2.6844 | 2.6844 | 0.44197 | 0.31765 | 2.6844 | 2.6844 | 0.44197 | 0.31765 | 2.6844 | 2.6844 | 0.44197 | 0.31765 | 1.2291 | 2.6844 | 0.44197 | 0.31765 | -2.3485 | 2.6844 | 0.44197 | 0.31765 | -4.7137 | 2.6844 | 0.44197 | 0.31765 | -7.8584 | 0.27346 | 0.1038 | 0.084812 | -10.552 | -5.8095 | -2.2051 | -1.8017 | -16.2437 | -9.0623 | -3.4397 | -2.8106 | -18.6655 | -10.167 | -3.859 | -3.1532 | -19.2241 | -11.3169 | -4.2955 | -3.5098 | -18.8369 | 3.7303 | 0.61417 | 0.44142 | 3.7303 | 1.6319 | 0.26868 | 0.19311 | 1.6319 | 1.1498 | 0.18931 | 0.13606 | 1.1498 | 2.6844 | 0.44197 | 0.31765 | 2.6844 | 2.6844 | 0.44197 | 0.31765 | 2.6844 | 2.6844 | 0.44197 | 0.31765 | 2.6844 | 2.6844 | 0.44197 | 0.31765 | 2.6844 | 2.6844 | 0.44197 | 0.31765 | 2.6844 | 2.6844 | 0.44197 | 0.31765 | 2.6844 | 2.6844 | 0.44197 | 0.31765 | 2.6844 | 2.6844 | 0.44197 | 0.31765 | 2.6844 | 2.6844 | 0.44197 | 0.31765 | 2.6844 | 2.6844 | 0.44197 | 0.31765 | 2.6844 | 2.6844 | 0.44197 | 0.31765 | 2.6844 | 3.7303 | 0.61417 | 0.44142 | 3.7303 | 2.6844 | 0.44197 | 0.31765 | 2.6844 | 2.6844 | 0.44197 | 0.31765 | 2.6844 | 2.6844 | 0.44197 | 0.31765 | 2.6844 | 2.6844 | 0.44197 | 0.31765 | 2.6844 | 2.6844 | 0.44197 | 0.31765 | 1.2286 | 2.6844 | 0.44197 | 0.31765 | -2.3497 | 2.6844 | 0.44197 | 0.31765 | -4.7149 | 2.6844 | 0.44197 | 0.31765 | -7.8578 | 0.43871 | 0.16652 | 0.13606 | -10.4965 | -5.6914 | -2.1603 | -1.7651 | -15.9754 | -8.8165 | -3.3464 | -2.7343 | -18.2572 | -9.8776 | -3.7492 | -3.0634 | -18.7862 | -10.889 | -4.133 | -3.3771 | -18.387 | 3.7303 | 0.61417 | 0.44142 | 3.7303 | 2.6844 | 0.44197 | 0.31765 | 2.6844 | 2.6844 | 0.44197 | 0.31765 | 2.6844 | 2.6844 | 0.44197 | 0.31765 | 2.6844 | 2.6844 | 0.44197 | 0.31765 | 2.6844 | 2.6844 | 0.44197 | 0.31765 | 1.2705 | 2.6844 | 0.44197 | 0.31765 | -2.3157 | 2.6844 | 0.44197 | 0.31765 | -4.6825 | 0.88231 | 0.33489 | 0.27364 | -7.747 | -3.2772 | -1.2439 | -1.0164 | -12.0844 | -13.6784 | -5.1918 | -4.2422 | -20.6806 | -22.6201 | -8.5857 | -7.0154 | -27.1184 | -28.652 | -10.8752 | -8.8861 | -31.1339 | -32.9401 | -12.5028 | -10.216 | -33.7275 | 3.7303 | 0.61417 | 0.44142 | 3.7303 | 2.6844 | 0.44197 | 0.31765 | 2.6844 | 2.6844 | 0.44197 | 0.31765 | 2.6844 | 2.6844 | 0.44197 | 0.31765 | 2.6844 | 2.6844 | 0.44197 | 0.31765 | 2.6844 | 2.6844 | 0.44197 | 0.31765 | 0.78239 | 2.6844 | 0.44197 | 0.31765 | -6.7337 | -1.6513 | -0.62677 | -0.51213 | -12.0222 | -5.1447 | -1.9527 | -1.5956 | -15.8526 | -7.9758 | -3.0273 | -2.4736 | -18.9172 | -15.778 | -5.9887 | -4.8934 | -25.9801 | -23.7174 | -9.0022 | -7.3557 | -30.7263 | -28.2951 | -10.7398 | -8.7754 | -33.3774 | -28.4342 | -10.7925 | -8.8185 | -32.1804
PORTWOOD | VERNON PARK | BREDBURY | 389826 | 390619 | primary | best view | 29.2542 | 10.231 | 7.4634 | 14.763 | 29.2402 | 9.2983 | 6.783 | 10.731 | 29.2808 | 8.7762 | 6.4021 | 8.4509 | 29.3493 | 8.1545 | 5.9486 | 6.247 | 29.4054 | 7.7575 | 5.659 | 3.7952 | 29.458 | 7.326 | 5.3442 | 1.6095 | 29.5125 | 6.8483 | 4.9957 | -0.69483 | 29.5706 | 6.7662 | 4.9358 | -0.79772 | 29.6344 | 6.5035 | 4.7442 | -1.9547 | 29.7152 | 6.3702 | 4.6469 | -2.2867 | 30.0093 | 5.8808 | 4.2899 | -2.9743 | 30.2177 | 5.6307 | 4.1075 | -3.5653 | 30.3136 | 6.2536 | 4.5619 | -3.5209 | 30.3043 | 6.8551 | 5.0007 | -3.4444 | 29.2541 | 10.231 | 7.4634 | 14.763 | 29.2043 | 9.4321 | 6.8806 | 11.326 | 29.1955 | 9.0168 | 6.5777 | 9.2557 | 29.2064 | 8.4638 | 6.1742 | 7.2421 | 29.2047 | 7.9681 | 5.8126 | 5.0009 | 29.2064 | 7.6622 | 5.5895 | 2.9764 | 29.229 | 7.2313 | 5.2751 | 0.76232 | 29.2717 | 7.189 | 5.2442 | 0.67583 | 29.3351 | 7.0286 | 5.1273 | -0.10079 | 29.4182 | 6.9043 | 5.0366 | -0.62752 | 29.4925 | 6.8372 | 4.9877 | -0.60938 | 29.5674 | 6.7346 | 4.9128 | -0.81995 | 29.5987 | 7.2496 | 5.2885 | -0.75211 | 29.5917 | 7.7685 | 5.667 | -0.69277 | 29.2542 | 10.231 | 7.4634 | 14.763 | 29.2401 | 9.2993 | 6.7837 | 10.731 | 29.2813 | 8.7764 | 6.4023 | 8.4509 | 29.3497 | 8.1541 | 5.9483 | 6.247 | 29.4058 | 7.7561 | 5.658 | 3.7952 | 29.4584 | 7.3254 | 5.3438 | 1.6095 | 29.5128 | 6.8499 | 4.9969 | -0.69483 | 29.5707 | 6.7676 | 4.9369 | -0.79772 | 29.6331 | 6.5031 | 4.7439 | -1.9547 | 29.709 | 6.3753 | 4.6507 | -2.264 | 29.9829 | 5.9067 | 4.3089 | -2.8711 | 30.1708 | 5.6674 | 4.1343 | -3.4296 | 30.2496 | 6.2938 | 4.5913 | -3.3857 | 30.2331 | 6.897 | 5.0313 | -3.3225 | 29.2543 | 10.231 | 7.4634 | 14.763 | 29.2333 | 9.2069 | 6.7163 | 10.7388 | 29.2694 | 8.3324 | 6.0784 | 8.48 | 29.3348 | 7.6496 | 5.5803 | 6.2974 | 29.3928 | 6.9084 | 5.0396 | 3.8624 | 29.4551 | 6.2355 | 4.5487 | 1.694 | 29.5315 | 5.7726 | 4.211 | -0.60023 | 29.6169 | 5.6627 | 4.1309 | -0.69287 | 29.7066 | 5.3725 | 3.9192 | -1.8318 | 29.8082 | 5.199 | 3.7926 | -2.1205 | 28.9474 | 4.6956 | 3.4253 | -2.82 | 25.4608 | 4.13 | 3.0128 | -4.2694 | 26.2936 | 4.2651 | 3.1113 | -5.574 | 27.2335 | 4.4175 | 3.2225 | -7.0245 | 29.2543 | 10.231 | 7.4634 | 14.763 | 29.2219 | 9.2927 | 6.7789 | 10.7739 | 29.26 | 8.8087 | 6.4259 | 8.4669 | 29.3225 | 8.2166 | 5.9939 | 6.2946 | 29.381 | 7.8109 | 5.6979 | 3.8826 | 29.439 | 7.3051 | 5.329 | 1.7569 | 29.507 | 6.7943 | 4.9563 | -0.49011 | 29.5814 | 6.6725 | 4.8675 | -0.5207 | 29.6622 | 6.3768 | 4.6518 | -1.5923 | 29.7964 | 6.1358 | 4.476 | -2.0343 | 30.3015 | 5.1964 | 3.7907 | -3.4674 | 27.3454 | 4.4357 | 3.2358 | -4.8632 | 30.7165 | 5.2868 | 3.8567 | -6.331 | 30.5749 | 5.1898 | 3.7859 | -6.2139
POULTON | BISPHAM | PENWORTHAM WEST / STANAH | 335679 | 439130 | primary | best view | 20.7105 | 9.5221 | 6.9462 | 16.4273 | 20.7012 | 9.3181 | 6.7974 | 15.3488 | 20.8317 | 8.9662 | 6.5407 | 15.2446 | 20.9754 | 8.4716 | 6.1799 | 14.9006 | 21.0658 | 8.0505 | 5.8727 | 14.4777 | 21.1634 | 7.8079 | 5.6958 | 13.9917 | 21.2697 | 7.5394 | 5.4999 | 13.5686 | 21.3912 | 7.4795 | 5.4562 | 13.1193 | 21.5245 | 7.3578 | 5.3674 | 12.6119 | 21.6782 | 7.3192 | 5.3393 | 12.0158 | 22.4174 | 7.1943 | 5.2482 | 9.9744 | 23.1728 | 8.7608 | 6.3909 | 8.8737 | 23.6637 | 11.7444 | 8.5674 | 8.6122 | 24.1182 | 12.2793 | 8.9576 | 8.7064 | 20.7099 | 9.5221 | 6.9462 | 16.4273 | 20.6969 | 9.4038 | 6.86 | 15.8055 | 20.7811 | 9.2676 | 6.7606 | 15.7285 | 20.8714 | 9.0915 | 6.6322 | 15.558 | 20.9702 | 8.907 | 6.4975 | 15.3241 | 21.0901 | 8.6963 | 6.3439 | 14.9784 | 21.2023 | 8.4929 | 6.1955 | 14.6502 | 21.3233 | 8.3621 | 6.1 | 14.275 | 21.4635 | 8.2443 | 6.0141 | 13.8162 | 21.624 | 8.1856 | 5.9713 | 13.3162 | 21.9743 | 8.2859 | 6.0445 | 11.9948 | 22.321 | 9.5678 | 6.9796 | 11.022 | 22.6397 | 11.8487 | 8.6435 | 10.4795 | 22.9107 | 12.4774 | 9.1021 | 10.1344 | 20.7105 | 9.5221 | 6.9462 | 16.4273 | 20.7008 | 9.3189 | 6.798 | 15.349 | 20.8332 | 8.9632 | 6.5385 | 15.2446 | 20.9753 | 8.4706 | 6.1792 | 14.9007 | 21.0654 | 8.0532 | 5.8747 | 14.478 | 21.1643 | 7.8121 | 5.6988 | 13.9912 | 21.2735 | 7.5422 | 5.502 | 13.5664 | 21.3954 | 7.4909 | 5.4645 | 13.1169 | 21.5268 | 7.3718 | 5.3777 | 12.6104 | 21.6689 | 7.3312 | 5.348 | 12.0639 | 22.314 | 7.2414 | 5.2825 | 10.2078 | 22.8676 | 8.8546 | 6.4593 | 9.2495 | 23.278 | 11.8427 | 8.6391 | 9.0222 | 23.5777 | 12.368 | 9.0223 | 9.1698 | 20.7127 | 9.5221 | 6.9462 | 16.4273 | 20.7001 | 9.3276 | 6.8043 | 15.3531 | 20.8554 | 9.0017 | 6.5666 | 15.2607 | 20.9919 | 8.5758 | 6.256 | 14.9381 | 21.1088 | 8.1465 | 5.9427 | 14.5587 | 21.2535 | 7.7034 | 5.6195 | 14.1146 | 21.4256 | 7.2597 | 5.2958 | 13.7281 | 21.6293 | 7.0672 | 5.1555 | 13.3262 | 21.8582 | 6.8488 | 4.9961 | 12.9117 | 22.1274 | 6.629 | 4.8357 | 12.4867 | 23.3105 | 6.0254 | 4.3954 | 9.9715 | 24.4706 | 7.1552 | 5.2196 | 5.3952 | 25.1776 | 9.4943 | 6.9259 | 1.9675 | 25.5173 | 9.6407 | 7.0327 | -0.27446 | 20.7127 | 9.5221 | 6.9462 | 16.4273 | 20.6932 | 9.3261 | 6.8032 | 15.3933 | 20.9071 | 9.0268 | 6.5849 | 15.2038 | 21.0023 | 8.9574 | 6.5343 | 14.8524 | 21.116 | 8.6791 | 6.3313 | 14.4945 | 21.259 | 7.9882 | 5.8273 | 14.099 | 21.4417 | 7.4056 | 5.4022 | 13.7582 | 21.6561 | 7.346 | 5.3588 | 13.4172 | 21.9063 | 7.3026 | 5.3272 | 12.9295 | 22.2117 | 7.1959 | 5.2493 | 11.7977 | 23.4661 | 11.71 | 8.5423 | 6.5889 | 24.4177 | 10.412 | 7.5954 | 2.4826 | 24.8141 | 9.7392 | 7.1046 | 0.25256 | 24.8162 | 9.7425 | 7.107 | 0.91348
POYNTON | HAZEL GROVE | BREDBURY | 392096 | 383493 | primary | best view | 23.3127 | 13.5978 | 9.773 | 11.912 | 23.3018 | 13.5662 | 9.7503 | 11.6414 | 23.3297 | 13.568 | 9.7516 | 11.4816 | 23.3752 | 13.4824 | 9.69 | 11.2057 | 23.4318 | 13.3602 | 9.6023 | 10.9669 | 23.4942 | 13.2097 | 9.4941 | 10.6781 | 23.5621 | 13.0915 | 9.4091 | 10.2892 | 23.6407 | 13.0048 | 9.3468 | 10.1032 | 23.7256 | 12.9214 | 9.2868 | 9.8552 | 23.8238 | 12.7919 | 9.1938 | 9.4413 | 24.3017 | 12.327 | 8.8597 | 8.0323 | 24.8421 | 11.9825 | 8.612 | 7.15 | 25.2561 | 11.6823 | 8.3963 | 6.7371 | 25.6795 | 11.3879 | 8.1847 | 6.6235 | 23.3121 | 13.5978 | 9.773 | 11.912 | 23.3126 | 13.5959 | 9.7717 | 11.7406 | 23.34 | 13.578 | 9.7588 | 11.6319 | 23.3855 | 13.5296 | 9.724 | 11.4369 | 23.4358 | 13.4949 | 9.699 | 11.3256 | 23.4963 | 13.4139 | 9.6408 | 11.1113 | 23.5718 | 13.3317 | 9.5817 | 10.7587 | 23.6599 | 13.2875 | 9.55 | 10.6047 | 23.761 | 13.2014 | 9.4881 | 10.3563 | 23.8743 | 13.1369 | 9.4418 | 10.0269 | 24.1279 | 12.8657 | 9.2468 | 9.0259 | 24.4124 | 12.6602 | 9.0991 | 8.2701 | 24.725 | 12.513 | 8.9934 | 7.681 | 24.9954 | 12.4375 | 8.9391 | 7.3076 | 23.3127 | 13.5978 | 9.773 | 11.912 | 23.3015 | 13.5753 | 9.7569 | 11.6416 | 23.3292 | 13.5786 | 9.7592 | 11.482 | 23.3744 | 13.4968 | 9.7004 | 11.2062 | 23.4307 | 13.3751 | 9.613 | 10.9676 | 23.4945 | 13.2272 | 9.5067 | 10.6779 | 23.5656 | 13.1207 | 9.4301 | 10.287 | 23.6447 | 13.038 | 9.3707 | 10.1007 | 23.7301 | 12.9506 | 9.3078 | 9.8524 | 23.822 | 12.8262 | 9.2184 | 9.4697 | 24.2295 | 12.3742 | 8.8936 | 8.1905 | 24.6099 | 12.0555 | 8.6645 | 7.4516 | 24.9454 | 11.7579 | 8.4506 | 7.0596 | 25.2238 | 11.475 | 8.2473 | 7.0106 | 23.3137 | 13.5978 | 9.773 | 11.912 | 23.2978 | 13.5129 | 9.712 | 11.651 | 23.328 | 13.3858 | 9.6207 | 11.5063 | 23.3833 | 13.1916 | 9.4811 | 11.2424 | 23.4549 | 13.0229 | 9.3598 | 11.0627 | 23.5469 | 12.8364 | 9.2258 | 10.8154 | 23.6568 | 12.6542 | 9.0948 | 10.4227 | 23.7866 | 12.556 | 9.0242 | 10.265 | 23.9291 | 12.4501 | 8.9481 | 10.0754 | 24.0912 | 12.318 | 8.8532 | 9.7673 | 24.9333 | 11.5748 | 8.319 | 7.9376 | 25.8835 | 10.4322 | 7.4978 | 4.5091 | 26.4835 | 9.4401 | 6.7848 | 1.7806 | 26.7883 | 8.7476 | 6.2871 | 0.073434 | 23.3137 | 13.5978 | 9.773 | 11.912 | 23.2873 | 13.5892 | 9.7668 | 11.6878 | 23.333 | 13.5696 | 9.7527 | 11.4356 | 23.3847 | 13.4384 | 9.6584 | 11.1814 | 23.4497 | 13.2942 | 9.5548 | 11.0315 | 23.5392 | 12.9791 | 9.3284 | 10.8219 | 23.6562 | 12.7202 | 9.1423 | 10.4613 | 23.7959 | 12.6299 | 9.0774 | 10.344 | 23.9537 | 12.5275 | 9.0037 | 10.089 | 24.1662 | 12.3275 | 8.86 | 9.2582 | 25.1585 | 11.144 | 8.0094 | 5.4522 | 25.9799 | 10.0102 | 7.1945 | 2.3509 | 26.3175 | 9.3488 | 6.7192 | 0.50077 | 26.3329 | 9.3715 | 6.7355 | 0.90768
PREESALL | THORNTON | PENWORTHAM WEST / STANAH | 336965 | 446547 | primary | best view | 30.4366 | 15.1718 | 10.9043 | 17.4353 | 30.4392 | 15.0579 | 10.8224 | 16.986 | 30.4901 | 14.9361 | 10.7348 | 16.7428 | 30.5633 | 14.6146 | 10.5038 | 16.2446 | 30.647 | 14.2598 | 10.2488 | 15.9648 | 30.7385 | 14.2971 | 10.2756 | 15.4929 | 30.8351 | 14.3776 | 10.3334 | 15.0704 | 30.9425 | 14.3595 | 10.3205 | 14.6233 | 31.0567 | 14.2788 | 10.2624 | 14.1325 | 31.1977 | 14.1531 | 10.1721 | 13.4451 | 31.7305 | 13.5699 | 9.7529 | 10.9784 | 32.0869 | 12.9739 | 9.3246 | 9.7252 | 32.2675 | 12.8669 | 9.2477 | 9.4634 | 32.3424 | 12.7103 | 9.1351 | 9.9057 | 30.4359 | 15.1718 | 10.9043 | 17.4353 | 30.4479 | 15.095 | 10.849 | 17.1422 | 30.4994 | 15.0529 | 10.8188 | 16.9734 | 30.5509 | 14.9192 | 10.7227 | 16.6722 | 30.6045 | 14.8205 | 10.6518 | 16.5899 | 30.6564 | 14.6739 | 10.5465 | 16.2871 | 30.713 | 14.5147 | 10.432 | 15.9915 | 30.7832 | 14.349 | 10.3129 | 15.6607 | 30.866 | 14.1605 | 10.1774 | 15.2591 | 30.9613 | 13.9635 | 10.0358 | 14.841 | 31.1927 | 14.0171 | 10.0744 | 13.6058 | 31.4029 | 13.9653 | 10.0371 | 12.4359 | 31.54 | 14.129 | 10.1548 | 11.6646 | 31.6233 | 14.223 | 10.2223 | 11.1219 | 30.4366 | 15.1718 | 10.9043 | 17.4353 | 30.4392 | 15.0582 | 10.8226 | 16.986 | 30.4906 | 14.9356 | 10.7345 | 16.7425 | 30.5637 | 14.6133 | 10.5029 | 16.2444 | 30.6475 | 14.2584 | 10.2478 | 15.9646 | 30.7387 | 14.3005 | 10.278 | 15.4928 | 30.8353 | 14.3798 | 10.335 | 15.0703 | 30.9426 | 14.3601 | 10.3209 | 14.6232 | 31.056 | 14.2795 | 10.263 | 14.1332 | 31.1872 | 14.1597 | 10.1768 | 13.4911 | 31.6794 | 13.5934 | 9.7698 | 11.1716 | 32.0084 | 12.9993 | 9.3429 | 9.9602 | 32.1754 | 12.8861 | 9.2615 | 9.6803 | 32.2482 | 12.7553 | 9.1675 | 10.0862 | 30.4373 | 15.1718 | 10.9043 | 17.4353 | 30.4369 | 15.0355 | 10.8063 | 16.9558 | 30.4928 | 14.8357 | 10.6627 | 16.6918 | 30.5785 | 14.5033 | 10.4238 | 16.1875 | 30.6768 | 14.2072 | 10.211 | 15.8849 | 30.7923 | 13.9203 | 10.0048 | 15.362 | 30.9257 | 13.6234 | 9.7914 | 14.8464 | 31.0797 | 13.3938 | 9.6264 | 14.3044 | 31.2468 | 13.1451 | 9.4477 | 13.7919 | 31.4429 | 12.9504 | 9.3077 | 13.2719 | 32.1011 | 11.8935 | 8.5481 | 11.1896 | 32.6068 | 11.1652 | 8.0247 | 8.64 | 32.8575 | 10.8706 | 7.8129 | 7.4659 | 33.0072 | 10.4281 | 7.4949 | 6.3972 | 30.4373 | 15.1718 | 10.9043 | 17.4353 | 30.42 | 15.0587 | 10.823 | 16.9946 | 30.4918 | 14.7243 | 10.5826 | 16.6175 | 30.5738 | 14.4854 | 10.4109 | 16.086 | 30.6634 | 14.6655 | 10.5404 | 15.7682 | 30.7651 | 14.5623 | 10.4662 | 15.2779 | 30.8849 | 14.3096 | 10.2846 | 14.8366 | 31.0178 | 14.1633 | 10.1794 | 14.4045 | 31.1593 | 13.9971 | 10.06 | 14.0093 | 31.3498 | 13.7738 | 9.8995 | 13.296 | 32.0018 | 12.879 | 9.2564 | 10.1104 | 32.3331 | 12.0663 | 8.6723 | 8.1893 | 32.4018 | 11.8199 | 8.4952 | 7.554 | 32.3515 | 11.7628 | 8.4542 | 7.9784
PRESTON EAST | PRESTON EAST | PENWORTHAM EAST / ROCHDALE | 356777 | 432926 | primary | best view | 2.6914 | 0.43658 | 0.31848 | 2.6914 | 2.6914 | 0.43658 | 0.31848 | 2.6914 | 2.6914 | 0.43658 | 0.31848 | 2.6914 | 2.6914 | 0.43658 | 0.31848 | 2.6914 | 2.6914 | 0.43658 | 0.31848 | 2.6914 | 2.6914 | 0.43658 | 0.31848 | 2.6914 | 2.6914 | 0.43658 | 0.31848 | 2.6914 | 2.6914 | 0.43658 | 0.31848 | 2.6914 | 2.6914 | 0.43658 | 0.31848 | 2.6914 | 2.6914 | 0.43658 | 0.31848 | 2.6914 | 2.6914 | 0.43658 | 0.31848 | 2.6914 | 31.0818 | 6.4561 | 4.7096 | 14.4961 | 32.2063 | 19.5381 | 14.2528 | 13.38 | 33.3201 | 23.5464 | 17.1768 | 12.7524 | 2.6914 | 0.43658 | 0.31848 | 2.6914 | 2.6914 | 0.43658 | 0.31848 | 2.6914 | 2.6914 | 0.43658 | 0.31848 | 2.6914 | 2.6914 | 0.43658 | 0.31848 | 2.6914 | 2.6914 | 0.43658 | 0.31848 | 2.6914 | 2.6914 | 0.43658 | 0.31848 | 2.6914 | 2.6914 | 0.43658 | 0.31848 | 2.6914 | 2.6914 | 0.43658 | 0.31848 | 2.6914 | 2.6914 | 0.43658 | 0.31848 | 2.6914 | 2.6914 | 0.43658 | 0.31848 | 2.6914 | 2.6914 | 0.43658 | 0.31848 | 2.6914 | 20.0218 | 3.2477 | 2.3692 | 19.0362 | 30.168 | 12.1092 | 8.8335 | 18.5378 | 30.8719 | 15.0572 | 10.984 | 18.4522 | 2.6914 | 0.43658 | 0.31848 | 2.6914 | 2.6914 | 0.43658 | 0.31848 | 2.6914 | 2.6914 | 0.43658 | 0.31848 | 2.6914 | 2.6914 | 0.43658 | 0.31848 | 2.6914 | 2.6914 | 0.43658 | 0.31848 | 2.6914 | 2.6914 | 0.43658 | 0.31848 | 2.6914 | 2.6914 | 0.43658 | 0.31848 | 2.6914 | 2.6914 | 0.43658 | 0.31848 | 2.6914 | 2.6914 | 0.43658 | 0.31848 | 2.6914 | 2.6914 | 0.43658 | 0.31848 | 2.6914 | 2.6914 | 0.43658 | 0.31848 | 2.6914 | 30.3366 | 6.5167 | 4.7539 | 15.252 | 31.2406 | 19.622 | 14.314 | 14.3448 | 31.9854 | 23.6651 | 17.2634 | 14.1108 | 2.6914 | 0.43658 | 0.31848 | 2.6914 | 2.6914 | 0.43658 | 0.31848 | 2.6914 | 2.6914 | 0.43658 | 0.31848 | 2.6914 | 2.6914 | 0.43658 | 0.31848 | 2.6914 | 2.6914 | 0.43658 | 0.31848 | 2.6914 | 2.6914 | 0.43658 | 0.31848 | 2.6914 | 2.6914 | 0.43658 | 0.31848 | 2.6914 | 2.6914 | 0.43658 | 0.31848 | 2.6914 | 2.6914 | 0.43658 | 0.31848 | 2.6914 | 2.6914 | 0.43658 | 0.31848 | 2.6914 | 2.6914 | 0.43658 | 0.31848 | 2.6914 | 33.5889 | 5.555 | 4.0523 | 10.362 | 34.982 | 18.121 | 13.219 | 7.1354 | 35.6115 | 21.924 | 15.9933 | 5.1086 | 2.6914 | 0.43658 | 0.31848 | 2.6914 | 2.6914 | 0.43658 | 0.31848 | 2.6914 | 2.6914 | 0.43658 | 0.31848 | 2.6914 | 2.6914 | 0.43658 | 0.31848 | 2.6914 | 2.6914 | 0.43658 | 0.31848 | 2.6914 | 2.6914 | 0.43658 | 0.31848 | 2.6914 | 2.6914 | 0.43658 | 0.31848 | 2.6914 | 2.6914 | 0.43658 | 0.31848 | 2.6914 | 2.6914 | 0.43658 | 0.31848 | 2.6914 | 2.6914 | 0.43658 | 0.31848 | 2.6914 | 32.1663 | 20.7983 | 15.1721 | 11.9962 | 34.0999 | 20.465 | 14.9289 | 8.1023 | 34.9375 | 22.7031 | 16.5616 | 5.9144 | 34.9943 | 22.6864 | 16.5494 | 6.3781
PRESTON OLD RD | BLACKPOOL | PENWORTHAM WEST / STANAH | 332562 | 434929 | primary | best view | 30.4894 | 12.2502 | 8.9363 | 16.7526 | 30.4569 | 12.1155 | 8.8381 | 16.6743 | 30.4673 | 12.0675 | 8.8031 | 16.5621 | 30.5054 | 11.991 | 8.7473 | 16.312 | 30.5541 | 11.8849 | 8.6699 | 16.0971 | 30.6097 | 11.8017 | 8.6092 | 15.8063 | 30.6702 | 11.6986 | 8.534 | 15.545 | 30.7396 | 11.5909 | 8.4554 | 15.2386 | 30.817 | 11.4763 | 8.3718 | 14.9382 | 30.9116 | 11.3452 | 8.2762 | 14.5256 | 31.2883 | 10.8933 | 7.9465 | 13.2798 | 31.5453 | 10.7122 | 7.8144 | 12.7991 | 31.6802 | 10.78 | 7.8639 | 12.9014 | 31.7356 | 10.8696 | 7.9292 | 13.2824 | 30.4893 | 12.2502 | 8.9363 | 16.7526 | 30.4586 | 12.1639 | 8.8734 | 16.7412 | 30.4574 | 12.1569 | 8.8683 | 16.6802 | 30.4727 | 12.0768 | 8.8099 | 16.5412 | 30.4916 | 12.0266 | 8.7732 | 16.4954 | 30.5197 | 11.9487 | 8.7164 | 16.3233 | 30.56 | 11.868 | 8.6575 | 16.1538 | 30.612 | 11.7824 | 8.5951 | 15.9251 | 30.6754 | 11.7177 | 8.5479 | 15.6955 | 30.7491 | 11.6326 | 8.4858 | 15.4074 | 30.8605 | 11.4519 | 8.354 | 14.6971 | 30.9439 | 11.3677 | 8.2926 | 14.2373 | 30.9884 | 11.4267 | 8.3356 | 14.064 | 31.0074 | 11.4434 | 8.3478 | 14.0044 | 30.4894 | 12.2502 | 8.9363 | 16.7526 | 30.4569 | 12.1155 | 8.8381 | 16.6743 | 30.4673 | 12.0676 | 8.8031 | 16.5621 | 30.5054 | 11.9923 | 8.7482 | 16.312 | 30.5541 | 11.8868 | 8.6712 | 16.0971 | 30.6097 | 11.8018 | 8.6092 | 15.8063 | 30.6702 | 11.697 | 8.5328 | 15.545 | 30.7396 | 11.5894 | 8.4543 | 15.2386 | 30.817 | 11.4749 | 8.3708 | 14.9382 | 30.9036 | 11.3516 | 8.2808 | 14.5654 | 31.2464 | 10.924 | 7.9689 | 13.4481 | 31.4835 | 10.7546 | 7.8453 | 13.0008 | 31.6113 | 10.822 | 7.8945 | 13.0838 | 31.6672 | 10.9085 | 7.9576 | 13.4294 | 30.4899 | 12.2502 | 8.9363 | 16.7526 | 30.4539 | 12.1893 | 8.8919 | 16.6766 | 30.4673 | 12.0437 | 8.7857 | 16.5863 | 30.5164 | 11.8182 | 8.6212 | 16.3619 | 30.5858 | 11.4332 | 8.3404 | 16.1874 | 30.6726 | 11.4874 | 8.3799 | 15.9385 | 30.7763 | 11.4058 | 8.3204 | 15.7077 | 30.8992 | 11.2634 | 8.2165 | 15.4417 | 31.0346 | 11.131 | 8.1199 | 15.2208 | 31.1958 | 10.9883 | 8.0158 | 14.9561 | 31.713 | 10.2553 | 7.4811 | 13.3184 | 32.1107 | 9.2303 | 6.7334 | 9.603 | 32.2885 | 8.5413 | 6.2308 | 6.7511 | 32.3547 | 8.0473 | 5.8704 | 4.8789 | 30.4899 | 12.2502 | 8.9363 | 16.7526 | 30.4376 | 12.1279 | 8.8471 | 16.7334 | 30.4622 | 12.0587 | 8.7966 | 16.5533 | 30.509 | 11.8891 | 8.673 | 16.3299 | 30.5753 | 11.7051 | 8.5387 | 16.1641 | 30.652 | 11.5484 | 8.4244 | 15.9534 | 30.7444 | 11.3965 | 8.3136 | 15.7707 | 30.8497 | 11.2932 | 8.2382 | 15.5678 | 30.987 | 11.1816 | 8.1568 | 15.2767 | 31.1454 | 10.934 | 7.9762 | 14.339 | 31.6374 | 9.9374 | 7.2492 | 10.1624 | 31.9068 | 9.0037 | 6.5681 | 6.8055 | 31.9345 | 8.7001 | 6.3466 | 5.0306 | 31.7947 | 8.7814 | 6.4059 | 5.8717
PRESTWICH | AGECROFT | KEARSLEY | 381392 | 404001 | primary | best view | 32.1599 | 8.6221 | 6.2897 | 12.5649 | 32.1315 | 8.2174 | 5.9945 | 11.6799 | 32.2011 | 7.864 | 5.7367 | 11.357 | 32.3078 | 7.4323 | 5.4218 | 10.7199 | 32.4159 | 7.0969 | 5.1771 | 10.476 | 32.5342 | 6.7245 | 4.9054 | 9.7767 | 32.6597 | 6.5563 | 4.7827 | 9.3024 | 32.7994 | 6.359 | 4.6388 | 8.7834 | 32.9497 | 6.2682 | 4.5726 | 8.2537 | 33.1229 | 6.1304 | 4.472 | 7.5201 | 33.7667 | 5.531 | 4.0348 | 5.4068 | 33.9304 | 5.5038 | 4.015 | 4.5534 | 34.5481 | 5.987 | 4.3674 | 4.4032 | 34.7463 | 5.9154 | 4.3152 | 4.7797 | 32.159 | 8.6221 | 6.2897 | 12.5649 | 32.1409 | 8.2829 | 6.0423 | 12.0095 | 32.1887 | 7.9636 | 5.8093 | 11.8377 | 32.2676 | 7.608 | 5.5499 | 11.3892 | 32.3515 | 7.3367 | 5.352 | 11.3546 | 32.455 | 7.0077 | 5.112 | 10.823 | 32.5829 | 6.8923 | 5.0279 | 10.444 | 32.6945 | 6.7805 | 4.9463 | 10.0104 | 32.8125 | 6.6554 | 4.855 | 9.536 | 32.9481 | 6.5467 | 4.7758 | 8.9374 | 33.2101 | 6.305 | 4.5994 | 7.5462 | 33.4041 | 6.2705 | 4.5742 | 6.7042 | 33.5392 | 6.4511 | 4.706 | 6.1377 | 33.6306 | 6.6505 | 4.8514 | 5.874 | 32.1599 | 8.6221 | 6.2897 | 12.5649 | 32.1315 | 8.2264 | 6.001 | 11.6799 | 32.201 | 7.8686 | 5.74 | 11.357 | 32.3077 | 7.4309 | 5.4208 | 10.72 | 32.4157 | 7.1111 | 5.1875 | 10.4761 | 32.5343 | 6.7313 | 4.9104 | 9.7767 | 32.6601 | 6.5681 | 4.7913 | 9.3022 | 32.7999 | 6.4073 | 4.674 | 8.7831 | 32.9502 | 6.2555 | 4.5633 | 8.2534 | 33.1102 | 6.1487 | 4.4854 | 7.5866 | 33.6938 | 5.5938 | 4.0806 | 5.6836 | 34.123 | 5.5815 | 4.0716 | 4.8928 | 34.402 | 6.0635 | 4.4233 | 4.7195 | 34.5813 | 5.9816 | 4.3635 | 5.0505 | 32.1624 | 8.6221 | 6.2897 | 12.5649 | 32.1278 | 8.4057 | 6.1318 | 11.682 | 32.2124 | 8.1926 | 5.9764 | 11.3879 | 32.3258 | 7.8456 | 5.7233 | 10.7848 | 32.4667 | 7.6302 | 5.5661 | 10.5981 | 32.6317 | 7.3803 | 5.3838 | 9.9598 | 32.8171 | 7.1715 | 5.2315 | 9.5374 | 33.0312 | 6.9928 | 5.1011 | 9.0812 | 33.2674 | 6.8117 | 4.969 | 8.672 | 33.5441 | 6.6074 | 4.82 | 8.1539 | 34.4503 | 5.5882 | 4.0765 | 5.5721 | 26.863 | 4.3574 | 3.1787 | 0.35419 | 21.9877 | 3.5666 | 2.6018 | -3.7719 | 17.3832 | 2.8197 | 2.057 | -6.4948 | 32.1624 | 8.6221 | 6.2897 | 12.5649 | 32.1036 | 8.2412 | 6.0119 | 11.76 | 32.2121 | 7.876 | 5.7454 | 11.2432 | 32.3151 | 7.4777 | 5.4549 | 10.6514 | 32.4376 | 7.099 | 5.1786 | 10.5201 | 32.5749 | 6.7686 | 4.9376 | 9.9739 | 32.7358 | 6.6155 | 4.8259 | 9.6373 | 32.9148 | 6.5019 | 4.7431 | 9.292 | 33.1188 | 6.3709 | 4.6475 | 8.8472 | 33.3905 | 6.0695 | 4.4276 | 7.4508 | 34.2997 | 5.6508 | 4.1221 | 1.4145 | 26.5099 | 4.3002 | 3.1369 | -3.195 | 21.9806 | 3.5655 | 2.601 | -5.9517 | 21.938 | 3.5586 | 2.5959 | -4.9014
PRINGLE ST | BLACKBURN | PENWORTHAM EAST / ROCHDALE | 369088 | 427387 | primary | best view | 29.9755 | 13.6535 | 9.9601 | 17.2106 | 29.9709 | 13.5986 | 9.92 | 17.1196 | 30.0123 | 11.9861 | 8.7437 | 16.9655 | 30.0859 | 10.2714 | 7.4929 | 16.8153 | 30.1684 | 8.4454 | 6.1608 | 16.4929 | 30.2594 | 6.6575 | 4.8566 | 16.2628 | 30.3605 | 5.1286 | 3.7412 | 16.0433 | 30.474 | 5.1683 | 3.7702 | 15.8415 | 30.6164 | 5.1226 | 3.7368 | 15.557 | 30.7793 | 5.053 | 3.6861 | 15.2473 | 31.2437 | 5.068 | 3.6971 | 14.2374 | 32.0336 | 7.1637 | 5.2258 | 13.5037 | 32.3742 | 10.7891 | 7.8705 | 13.1159 | 32.5465 | 11.3735 | 8.2968 | 13.035 | 29.9753 | 13.6535 | 9.9601 | 17.2106 | 29.9734 | 13.5906 | 9.9142 | 17.2148 | 30.0149 | 11.8237 | 8.6252 | 17.1549 | 30.0762 | 9.987 | 7.2854 | 17.1244 | 30.144 | 8.186 | 5.9716 | 16.9557 | 30.2065 | 6.373 | 4.649 | 16.82 | 28.8309 | 4.6767 | 3.4116 | 16.6723 | 28.3885 | 4.6049 | 3.3592 | 16.5387 | 27.7356 | 4.499 | 3.2819 | 16.2479 | 27.0283 | 4.3843 | 3.1983 | 15.9248 | 27.0283 | 4.3843 | 3.1983 | 15.5434 | 31.4967 | 5.7341 | 4.1829 | 14.9241 | 31.6553 | 9.2308 | 6.7338 | 14.6741 | 31.7301 | 10.4664 | 7.6351 | 14.5833 | 29.9755 | 13.6535 | 9.9601 | 17.2106 | 29.9702 | 13.5946 | 9.9171 | 17.1196 | 30.0189 | 11.9819 | 8.7406 | 16.9656 | 30.0925 | 10.2647 | 7.4879 | 16.8154 | 30.1746 | 8.4352 | 6.1534 | 16.4929 | 30.2646 | 6.6657 | 4.8625 | 16.2628 | 30.3646 | 5.1313 | 3.7432 | 16.043 | 30.4764 | 5.169 | 3.7707 | 15.8412 | 30.5977 | 5.1319 | 3.7436 | 15.5566 | 30.7416 | 5.0558 | 3.6881 | 15.2771 | 31.3729 | 5.0911 | 3.7139 | 14.3777 | 31.8205 | 7.2223 | 5.2686 | 13.8591 | 32.0367 | 10.8628 | 7.9243 | 13.6034 | 32.1341 | 11.5129 | 8.3985 | 13.7388 | 29.9757 | 13.6535 | 9.9601 | 17.2106 | 29.9699 | 13.4682 | 9.8248 | 17.1187 | 30.0204 | 11.6147 | 8.4727 | 16.9715 | 30.1006 | 9.654 | 7.0424 | 16.8267 | 30.1959 | 8.196 | 5.9789 | 16.5077 | 30.3116 | 6.754 | 4.9269 | 16.2813 | 30.4448 | 5.1871 | 3.7839 | 16.0629 | 30.6024 | 5.0421 | 3.6781 | 15.8547 | 30.0404 | 4.8728 | 3.5547 | 15.5748 | 28.9239 | 4.6917 | 3.4226 | 15.29 | 25.2206 | 4.091 | 2.9843 | 13.7403 | 32.577 | 5.2843 | 3.8548 | 8.9329 | 33.6698 | 8.5175 | 6.2134 | 5.0154 | 34.0301 | 8.6403 | 6.303 | 2.5027 | 29.9757 | 13.6535 | 9.9601 | 17.2106 | 29.9486 | 13.5899 | 9.9136 | 17.1703 | 30.0007 | 13.3324 | 9.7258 | 16.9805 | 30.0695 | 13.4708 | 9.8268 | 16.8256 | 30.1467 | 13.2545 | 9.669 | 16.4895 | 30.2423 | 12.8216 | 9.3532 | 16.3082 | 30.3822 | 12.4588 | 9.0885 | 16.1059 | 30.5519 | 12.271 | 8.9515 | 15.9479 | 30.744 | 12.1307 | 8.8492 | 15.6976 | 31.0154 | 11.8936 | 8.6762 | 15.1576 | 32.0415 | 10.9432 | 7.9829 | 10.1718 | 32.9285 | 9.615 | 7.014 | 5.8913 | 33.3808 | 8.7791 | 6.4043 | 3.1303 | 33.409 | 8.6781 | 6.3305 | 3.618
PRINNY HILL & GRANE RD | ROSSENDALE | PADIHAM | 378328 | 423395 | primary | best view | 24.1252 | 13.0515 | 9.5209 | 12.0858 | 24.1253 | 12.9808 | 9.4693 | 12.0044 | 24.1633 | 12.9081 | 9.4163 | 11.8528 | 24.2132 | 12.85 | 9.3739 | 11.6542 | 24.27 | 12.5538 | 9.1578 | 11.383 | 24.3303 | 12.4891 | 9.1106 | 11.0971 | 24.3945 | 12.3686 | 9.0227 | 10.8135 | 24.4661 | 12.3244 | 8.9905 | 10.5123 | 24.5449 | 12.2002 | 8.8999 | 10.1994 | 24.643 | 12.032 | 8.7772 | 9.8358 | 25.0541 | 11.4671 | 8.3651 | 8.5996 | 25.3449 | 11.0095 | 8.0312 | 8.1289 | 25.5073 | 11.1909 | 8.1636 | 8.1905 | 25.5639 | 11.0052 | 8.0281 | 8.4534 | 24.1251 | 13.0515 | 9.5209 | 12.0858 | 24.118 | 12.9611 | 9.455 | 12.0695 | 24.1378 | 12.8762 | 9.393 | 11.984 | 24.1604 | 12.8482 | 9.3726 | 11.8836 | 24.1838 | 12.8122 | 9.3463 | 11.7978 | 24.2124 | 12.7054 | 9.2684 | 11.6491 | 24.2504 | 12.6784 | 9.2487 | 11.4604 | 24.2973 | 12.6467 | 9.2256 | 11.2442 | 24.3529 | 12.5953 | 9.1881 | 11.0021 | 24.4164 | 12.5146 | 9.1292 | 10.7467 | 24.5493 | 12.1999 | 8.8997 | 10.0115 | 24.6503 | 12.0924 | 8.8212 | 9.5991 | 24.7108 | 12.2288 | 8.9208 | 9.4456 | 24.7454 | 12.604 | 9.1945 | 9.4115 | 24.1252 | 13.0515 | 9.5209 | 12.0858 | 24.1253 | 12.9551 | 9.4506 | 12.0044 | 24.1633 | 12.897 | 9.4082 | 11.8528 | 24.2132 | 12.8407 | 9.3671 | 11.6542 | 24.27 | 12.5461 | 9.1522 | 11.383 | 24.3303 | 12.4887 | 9.1103 | 11.0971 | 24.3945 | 12.378 | 9.0296 | 10.8135 | 24.4661 | 12.3275 | 8.9928 | 10.5123 | 24.5449 | 12.211 | 8.9077 | 10.1994 | 24.6356 | 12.0279 | 8.7742 | 9.8726 | 25.0152 | 11.4737 | 8.3699 | 8.7614 | 25.2874 | 11.0328 | 8.0482 | 8.3271 | 25.4434 | 11.2131 | 8.1798 | 8.3744 | 25.504 | 11.0271 | 8.0441 | 8.6214 | 24.1254 | 13.0515 | 9.5209 | 12.0858 | 24.1245 | 13.0253 | 9.5018 | 11.9992 | 24.1679 | 12.9146 | 9.421 | 11.8559 | 24.229 | 12.7368 | 9.2913 | 11.6698 | 24.3042 | 12.5301 | 9.1405 | 11.4667 | 24.3905 | 12.3241 | 8.9902 | 11.2295 | 24.4934 | 12.2377 | 8.9273 | 10.9922 | 24.6131 | 12.0717 | 8.8061 | 10.7517 | 24.7428 | 11.9876 | 8.7448 | 10.5297 | 24.8953 | 11.8819 | 8.6677 | 10.3041 | 25.4921 | 11.1045 | 8.1006 | 8.9555 | 25.8025 | 10.1061 | 7.3722 | 6.7108 | 25.9427 | 9.7449 | 7.1087 | 5.0476 | 25.9935 | 9.0867 | 6.6286 | 4.0561 | 24.1254 | 13.0515 | 9.5209 | 12.0858 | 24.1186 | 12.9731 | 9.4637 | 12.018 | 24.1798 | 12.8362 | 9.3638 | 11.8104 | 24.2478 | 12.5138 | 9.1286 | 11.5955 | 24.3284 | 11.7782 | 8.592 | 11.3419 | 24.4147 | 11.2923 | 8.2376 | 11.1199 | 24.5139 | 10.8149 | 7.8894 | 10.908 | 24.6242 | 10.7586 | 7.8483 | 10.7104 | 24.7711 | 10.6921 | 7.7997 | 10.4637 | 25.0031 | 10.542 | 7.6903 | 9.8595 | 25.414 | 10.2593 | 7.484 | 7.0416 | 25.6114 | 9.5028 | 6.9322 | 5.0137 | 25.6341 | 9.1057 | 6.6425 | 4.0136 | 25.5492 | 9.1107 | 6.6461 | 4.6332
QUEENS PARK | STUART ST | STALYBRIDGE | 385893 | 400645 | primary | best view | 21.4892 | 13.2466 | 9.6632 | 11.6661 | 21.4797 | 12.8913 | 9.404 | 10.0111 | 21.5251 | 11.9499 | 8.7173 | 6.9677 | 21.5955 | 10.4675 | 7.6359 | 1.0403 | 21.6787 | 9.0406 | 6.595 | -4.6163 | 21.7657 | 7.5285 | 5.4919 | -10.5847 | 21.8608 | 6.0793 | 4.4348 | -16.3071 | 21.9754 | 6.0026 | 4.3788 | -16.4887 | 22.1009 | 5.8819 | 4.2908 | -16.9692 | 22.2481 | 5.7754 | 4.2131 | -17.2633 | 23.1068 | 5.2906 | 3.8594 | -18.7779 | 24.0935 | 4.8422 | 3.5323 | -20.2103 | 24.8475 | 5.6737 | 4.1389 | -21.0647 | 25.6747 | 6.4263 | 4.6879 | -21.6513 | 21.4889 | 13.2466 | 9.6632 | 11.6661 | 21.4668 | 13.063 | 9.5293 | 10.8964 | 21.4818 | 12.1833 | 8.8876 | 8.0811 | 21.5087 | 10.7908 | 7.8718 | 2.3682 | 21.5358 | 9.4133 | 6.8669 | -3.0682 | 21.5707 | 7.9685 | 5.8129 | -8.8238 | 21.6228 | 6.5446 | 4.7742 | -14.394 | 21.6879 | 6.5156 | 4.7531 | -14.443 | 21.7649 | 6.4201 | 4.6834 | -14.7987 | 21.8522 | 6.3675 | 4.645 | -14.9467 | 22.2932 | 6.1689 | 4.5001 | -15.6663 | 22.8134 | 6.0453 | 4.41 | -16.5099 | 23.4054 | 6.6871 | 4.8781 | -17.1902 | 23.9011 | 7.33 | 5.3471 | -17.6677 | 21.4892 | 13.2466 | 9.6632 | 11.6661 | 21.4791 | 12.8924 | 9.4048 | 10.0116 | 21.5239 | 11.9512 | 8.7182 | 6.9687 | 21.5936 | 10.4666 | 7.6352 | 1.0417 | 21.6763 | 9.0404 | 6.5948 | -4.6144 | 21.7664 | 7.5317 | 5.4943 | -10.5853 | 21.8685 | 6.0791 | 4.4346 | -16.3131 | 21.9844 | 5.9974 | 4.3751 | -16.4957 | 22.1112 | 5.8798 | 4.2892 | -16.9772 | 22.2475 | 5.7793 | 4.2159 | -17.2443 | 22.9773 | 5.33 | 3.8882 | -18.5857 | 23.6184 | 4.9389 | 3.6029 | -19.6984 | 24.2019 | 5.8027 | 4.233 | -20.4117 | 24.7069 | 6.6031 | 4.8169 | -20.7373 | 21.4898 | 13.2466 | 9.6632 | 11.6661 | 21.4734 | 12.8679 | 9.387 | 10.0095 | 21.5254 | 11.9167 | 8.6931 | 6.9715 | 21.6162 | 10.4279 | 7.607 | 1.0436 | 21.7356 | 8.9813 | 6.5517 | -4.6166 | 21.8931 | 7.4643 | 5.4451 | -10.6142 | 22.0882 | 5.9908 | 4.3702 | -16.4036 | 22.326 | 5.9015 | 4.305 | -16.6599 | 22.5729 | 5.7421 | 4.1888 | -17.2074 | 22.8123 | 5.6236 | 4.1024 | -17.5304 | 24.2761 | 4.889 | 3.5665 | -19.769 | 24.6715 | 4.002 | 2.9194 | -23.0951 | 26.7233 | 4.3348 | 3.1622 | -25.359 | 27.21 | 4.8468 | 3.5357 | -26.6465 | 21.4898 | 13.2466 | 9.6632 | 11.6661 | 21.4757 | 12.9174 | 9.423 | 10.0206 | 21.5681 | 12.2761 | 8.9553 | 6.8918 | 21.6836 | 11.1676 | 8.1466 | 0.92966 | 21.826 | 10.0569 | 7.3363 | -4.764 | 22.0163 | 8.8388 | 6.4478 | -10.7848 | 22.263 | 7.6299 | 5.5659 | -16.5939 | 22.5511 | 7.5777 | 5.5278 | -16.8677 | 22.8201 | 7.4231 | 5.415 | -17.4621 | 23.1402 | 7.2378 | 5.2798 | -18.142 | 24.7602 | 6.1849 | 4.5118 | -21.6615 | 26.1132 | 5.561 | 4.0567 | -24.6239 | 26.68 | 5.3809 | 3.9253 | -26.0993 | 26.7535 | 5.3565 | 3.9075 | -25.8248
RADCLIFFE | - | KEARSLEY | 377524 | 406160 | primary | best view | 53.9744 | 14.3424 | 10.3081 | 21.4962 | 53.9718 | 14.2038 | 10.2085 | 20.7847 | 54.15 | 13.6753 | 9.8287 | 19.9539 | 54.3892 | 13.0564 | 9.3839 | 18.8153 | 54.6694 | 12.455 | 8.9516 | 17.8925 | 54.9446 | 11.8264 | 8.4999 | 16.9354 | 55.2015 | 11.175 | 8.0317 | 15.8132 | 55.4788 | 10.8707 | 7.813 | 14.5696 | 55.7787 | 10.5642 | 7.5927 | 13.3705 | 56.1283 | 10.2552 | 7.3706 | 12.1477 | 53.6156 | 8.8798 | 6.3821 | 7.1194 | 48.7816 | 8.0315 | 5.7724 | 5.0867 | 44.9964 | 7.4083 | 5.3245 | 4.7261 | 43.5651 | 7.1727 | 5.1551 | 5.3742 | 53.9731 | 14.3424 | 10.3081 | 21.4962 | 53.946 | 14.2792 | 10.2627 | 21.2466 | 54.04 | 14.1546 | 10.1732 | 20.7248 | 54.1301 | 14.02 | 10.0764 | 20.0383 | 54.2325 | 13.9042 | 9.9933 | 19.6563 | 54.3635 | 13.7759 | 9.901 | 19.1215 | 54.5371 | 13.6006 | 9.775 | 18.3012 | 54.7323 | 13.4192 | 9.6446 | 17.331 | 54.9568 | 13.2288 | 9.5078 | 16.3297 | 55.2089 | 13.0571 | 9.3844 | 15.4311 | 55.8565 | 12.5056 | 8.988 | 12.5602 | 56.3384 | 12.1188 | 8.71 | 11.0031 | 56.74 | 11.8587 | 8.5231 | 10.1354 | 57.0455 | 11.6638 | 8.383 | 9.8732 | 53.9744 | 14.3424 | 10.3081 | 21.4962 | 53.9715 | 14.2047 | 10.2092 | 20.7848 | 54.1495 | 13.6772 | 9.8301 | 19.9542 | 54.3883 | 13.0593 | 9.3859 | 18.8159 | 54.6683 | 12.4596 | 8.955 | 17.8932 | 54.9449 | 11.833 | 8.5046 | 16.9351 | 55.205 | 11.1844 | 8.0385 | 15.8109 | 55.483 | 10.8822 | 7.8212 | 14.567 | 55.7834 | 10.5758 | 7.601 | 13.3675 | 56.105 | 10.2898 | 7.3955 | 12.2873 | 53.8664 | 8.9971 | 6.4664 | 7.7654 | 49.814 | 8.2015 | 5.8946 | 6.0341 | 46.0867 | 7.5878 | 5.4535 | 5.6986 | 44.6815 | 7.3565 | 5.2872 | 6.3582 | 53.978 | 14.3424 | 10.3081 | 21.4962 | 53.9769 | 14.2158 | 10.2172 | 20.8067 | 54.2023 | 13.6981 | 9.8451 | 20.0591 | 54.5246 | 12.8117 | 9.208 | 19.0358 | 54.8275 | 11.9721 | 8.6046 | 18.2924 | 55.1381 | 11.0328 | 7.9295 | 17.5374 | 55.4961 | 10.1106 | 7.2667 | 16.6306 | 55.9178 | 9.5519 | 6.8651 | 15.6493 | 54.7423 | 9.0129 | 6.4778 | 14.7957 | 51.5416 | 8.4859 | 6.099 | 14.0765 | 33.2757 | 5.4786 | 3.9376 | 8.3269 | 13.2742 | 2.1855 | 1.5708 | -0.15973 | 2.6844 | 0.44197 | 0.31765 | -8.2538 | 2.6844 | 0.44197 | 0.31765 | -13.4997 | 53.978 | 14.3424 | 10.3081 | 21.4962 | 53.9403 | 14.2308 | 10.2279 | 20.9222 | 54.2648 | 13.6402 | 9.8035 | 19.7507 | 54.5743 | 13.035 | 9.3685 | 18.7218 | 54.8144 | 12.4129 | 8.9214 | 18.0523 | 55.5026 | 11.7038 | 8.4117 | 17.0341 | 56.2284 | 11.022 | 7.9217 | 15.8519 | 56.5682 | 10.7921 | 7.7565 | 15.1098 | 56.9775 | 10.5494 | 7.582 | 14.2922 | 57.3236 | 10.149 | 7.2943 | 12.553 | 47.3743 | 7.7998 | 5.6059 | 2.2779 | 34.3349 | 5.653 | 4.0629 | -6.7911 | 27.0411 | 4.4521 | 3.1998 | -12.1316 | 27.2764 | 4.4908 | 3.2277 | -10.0949
RANDAL ST | BLACKBURN | PENWORTHAM EAST / ROCHDALE | 368092 | 428515 | primary | best view | 34.0396 | 14.2514 | 10.3962 | 19.197 | 34.0655 | 14.0939 | 10.2813 | 18.7346 | 34.3074 | 13.9322 | 10.1634 | 18.6189 | 34.572 | 13.643 | 9.9524 | 18.086 | 34.857 | 13.5076 | 9.8536 | 18.0002 | 34.9481 | 13.2799 | 9.6875 | 17.5609 | 35.0443 | 13.0992 | 9.5557 | 17.3036 | 35.15 | 12.9761 | 9.4659 | 17.071 | 35.2599 | 12.8058 | 9.3417 | 16.6816 | 35.3839 | 12.5889 | 9.1834 | 16.2213 | 35.8325 | 11.8546 | 8.6478 | 15.0865 | 36.1249 | 11.1044 | 8.1005 | 14.6409 | 36.2715 | 11.3006 | 8.2436 | 14.5986 | 36.3356 | 11.2321 | 8.1936 | 15.0312 | 33.525 | 14.2514 | 10.3962 | 19.197 | 33.5278 | 14.1434 | 10.3174 | 19.0288 | 33.5665 | 13.7923 | 10.0613 | 19.0769 | 33.6143 | 13.3506 | 9.7391 | 18.7645 | 33.6668 | 13.0602 | 9.5272 | 18.8926 | 33.7313 | 12.7323 | 9.2881 | 18.6486 | 33.8117 | 12.4449 | 9.0784 | 18.5063 | 33.9077 | 12.4157 | 9.0571 | 18.3398 | 34.0197 | 12.3345 | 8.9978 | 17.9792 | 34.1472 | 12.2354 | 8.9256 | 17.5569 | 34.3112 | 12.0626 | 8.7995 | 17.0257 | 34.4132 | 11.8659 | 8.656 | 16.6994 | 34.4682 | 12.1036 | 8.8294 | 16.5316 | 34.4938 | 12.117 | 8.8392 | 16.6434 | 33.5257 | 14.2514 | 10.3962 | 19.197 | 33.5249 | 14.0934 | 10.2809 | 18.7346 | 33.5776 | 13.9318 | 10.163 | 18.6189 | 33.6487 | 13.6425 | 9.952 | 18.086 | 33.7328 | 13.5047 | 9.8515 | 18.0002 | 33.8244 | 13.2707 | 9.6808 | 17.5609 | 33.9231 | 13.0968 | 9.5539 | 17.3036 | 34.0334 | 12.9812 | 9.4696 | 17.071 | 34.1531 | 12.8083 | 9.3435 | 16.6816 | 34.2803 | 12.5982 | 9.1902 | 16.2566 | 34.765 | 11.8843 | 8.6695 | 15.2331 | 35.1008 | 11.1613 | 8.142 | 14.816 | 35.2962 | 11.3484 | 8.2785 | 14.7588 | 35.4168 | 11.275 | 8.2249 | 15.16 | 33.5274 | 14.2514 | 10.3962 | 19.197 | 33.5247 | 14.0278 | 10.2331 | 18.7336 | 33.5876 | 13.7424 | 10.0249 | 18.6347 | 33.6782 | 13.3544 | 9.7419 | 18.1221 | 33.795 | 12.8832 | 9.3981 | 18.0666 | 33.9311 | 12.6062 | 9.1961 | 17.6643 | 34.0862 | 12.5025 | 9.1204 | 17.4402 | 34.267 | 12.3639 | 9.0193 | 17.2455 | 34.4687 | 12.1814 | 8.8862 | 16.9271 | 34.7061 | 11.9811 | 8.7401 | 16.5891 | 35.4836 | 10.9659 | 7.9995 | 15.0366 | 36.0641 | 9.8165 | 7.161 | 11.3303 | 36.3723 | 9.0147 | 6.5761 | 8.2931 | 36.5269 | 8.3997 | 6.1274 | 6.5718 | 33.5274 | 14.2514 | 10.3962 | 19.197 | 33.5116 | 14.1113 | 10.294 | 18.7774 | 33.6026 | 13.8494 | 10.1029 | 18.5945 | 33.6967 | 13.5218 | 9.864 | 18.0898 | 33.8103 | 12.8911 | 9.4039 | 18.069 | 33.9337 | 12.5812 | 9.1778 | 17.7242 | 34.0777 | 12.4409 | 9.0754 | 17.5543 | 34.2368 | 12.2875 | 8.9635 | 17.4293 | 34.418 | 12.0601 | 8.7977 | 17.0533 | 34.6513 | 11.6751 | 8.5168 | 16.0043 | 35.3869 | 10.4098 | 7.5938 | 11.7336 | 35.7671 | 9.1646 | 6.6855 | 8.4216 | 35.8599 | 8.5707 | 6.2522 | 6.4629 | 35.7603 | 8.5508 | 6.2377 | 7.5678
RAWTENSTALL RD | ROSSENDALE | PADIHAM | 379395 | 422143 | primary | best view | 30.9818 | 17.3211 | 12.6355 | 15.4493 | 30.9781 | 17.2518 | 12.5849 | 15.3321 | 31.0146 | 17.109 | 12.4808 | 15.1701 | 31.073 | 16.8973 | 12.3263 | 14.9445 | 31.1345 | 16.6837 | 12.1705 | 14.7215 | 31.1995 | 16.5098 | 12.0437 | 14.4848 | 31.269 | 16.3233 | 11.9076 | 14.2378 | 31.3464 | 16.163 | 11.7907 | 13.972 | 31.4292 | 15.9895 | 11.6641 | 13.6928 | 31.5251 | 15.9306 | 11.6212 | 13.3357 | 31.8809 | 15.4734 | 11.2876 | 11.9332 | 32.2051 | 15.1307 | 11.0377 | 11.05 | 32.4314 | 14.8915 | 10.8631 | 10.6908 | 32.6271 | 14.6577 | 10.6926 | 10.6411 | 30.9816 | 17.3211 | 12.6355 | 15.4493 | 30.9864 | 17.2823 | 12.6072 | 15.3965 | 31.0227 | 17.2008 | 12.5477 | 15.277 | 31.0772 | 17.1745 | 12.5285 | 15.1363 | 31.1339 | 17.0951 | 12.4706 | 15.0102 | 31.2012 | 16.9828 | 12.3887 | 14.8472 | 31.2878 | 16.8712 | 12.3073 | 14.6357 | 31.3781 | 16.8017 | 12.2566 | 14.3866 | 31.4793 | 16.7112 | 12.1906 | 14.1028 | 31.5972 | 16.613 | 12.119 | 13.7874 | 31.7535 | 16.3097 | 11.8977 | 13.0001 | 31.899 | 16.0304 | 11.694 | 12.3264 | 32.0326 | 15.7375 | 11.4803 | 11.859 | 32.1448 | 15.583 | 11.3676 | 11.4986 | 30.9818 | 17.3211 | 12.6355 | 15.4493 | 30.978 | 17.2528 | 12.5857 | 15.3322 | 31.0144 | 17.1102 | 12.4817 | 15.1702 | 31.0727 | 16.8979 | 12.3268 | 14.9447 | 31.1341 | 16.683 | 12.17 | 14.7218 | 31.1996 | 16.5093 | 12.0433 | 14.4847 | 31.2702 | 16.328 | 11.9111 | 14.2371 | 31.3478 | 16.1687 | 11.7948 | 13.9713 | 31.4308 | 15.9934 | 11.667 | 13.6919 | 31.5218 | 15.9385 | 11.6269 | 13.3552 | 31.8404 | 15.4947 | 11.3032 | 12.0513 | 32.0946 | 15.1625 | 11.0608 | 11.2272 | 32.2877 | 14.9247 | 10.8874 | 10.8748 | 32.4271 | 14.6896 | 10.7159 | 10.8282 | 30.9822 | 17.3211 | 12.6355 | 15.4493 | 30.9735 | 17.2454 | 12.5803 | 15.3308 | 31.0096 | 17.0458 | 12.4347 | 15.1748 | 31.0723 | 16.9211 | 12.3437 | 14.9509 | 31.1432 | 16.7248 | 12.2005 | 14.7391 | 31.2262 | 16.5257 | 12.0553 | 14.5027 | 31.3223 | 16.3147 | 11.9013 | 14.2292 | 31.4333 | 16.1329 | 11.7688 | 13.9318 | 31.5549 | 15.94 | 11.628 | 13.6564 | 31.6962 | 15.7633 | 11.4991 | 13.3681 | 32.2597 | 14.7329 | 10.7475 | 11.2735 | 32.8574 | 13.2377 | 9.6567 | 6.3993 | 33.2256 | 12.0768 | 8.8099 | 2.5388 | 33.4083 | 11.2296 | 8.1918 | -0.042326 | 30.9822 | 17.3211 | 12.6355 | 15.4493 | 30.9506 | 17.2625 | 12.5928 | 15.3981 | 30.9847 | 16.6547 | 12.1494 | 15.2234 | 31.0322 | 16.4631 | 12.0096 | 15.0307 | 31.0864 | 16.2186 | 11.8312 | 14.8431 | 31.1513 | 15.8284 | 11.5466 | 14.6487 | 31.2323 | 15.6616 | 11.4249 | 14.4319 | 31.3268 | 15.5539 | 11.3464 | 14.1959 | 31.4412 | 15.4239 | 11.2515 | 13.8196 | 31.605 | 15.1591 | 11.0583 | 12.6899 | 32.2795 | 13.8619 | 10.1121 | 7.3778 | 32.7674 | 12.6056 | 9.1956 | 2.9616 | 32.9583 | 11.8887 | 8.6726 | 0.4178 | 32.9012 | 11.8365 | 8.6346 | 1.0759
REDDISH VALE | VERNON PARK | BREDBURY | 390147 | 393309 | primary | best view | 30.2402 | 10.7164 | 7.8175 | 17.0437 | 30.2294 | 10.5515 | 7.6972 | 16.7411 | 30.2758 | 10.2769 | 7.4968 | 16.5964 | 30.349 | 9.7749 | 7.1307 | 16.2459 | 30.4392 | 9.6436 | 7.0349 | 15.9509 | 30.5392 | 9.472 | 6.9097 | 15.5264 | 30.6473 | 9.3001 | 6.7843 | 14.9738 | 30.7682 | 9.1702 | 6.6896 | 14.6131 | 30.8839 | 9.0374 | 6.5926 | 14.2302 | 31.0214 | 8.8483 | 6.4547 | 13.6427 | 31.5623 | 8.097 | 5.9067 | 11.7063 | 31.9123 | 7.9673 | 5.812 | 10.899 | 32.0976 | 7.8405 | 5.7196 | 10.7883 | 32.1991 | 7.7185 | 5.6305 | 11.1736 | 30.2396 | 10.7164 | 7.8175 | 17.0437 | 30.2318 | 10.5849 | 7.7215 | 16.8453 | 30.2675 | 10.3906 | 7.5798 | 16.7681 | 30.3152 | 10.0392 | 7.3234 | 16.5427 | 30.3679 | 9.5088 | 6.9365 | 16.4387 | 30.4326 | 9.7341 | 7.1009 | 16.2242 | 30.513 | 9.6204 | 7.0179 | 15.8485 | 30.6081 | 9.5585 | 6.9728 | 15.5912 | 30.7185 | 9.4846 | 6.9189 | 15.2938 | 30.8339 | 9.3769 | 6.8403 | 14.8735 | 31.0422 | 9.0444 | 6.5978 | 13.6622 | 31.1889 | 8.7434 | 6.3782 | 12.8964 | 31.271 | 8.5414 | 6.2309 | 12.4415 | 31.3232 | 8.6013 | 6.2746 | 12.2605 | 30.2402 | 10.7164 | 7.8175 | 17.0437 | 30.2294 | 10.552 | 7.6975 | 16.7411 | 30.2758 | 10.2776 | 7.4973 | 16.5964 | 30.349 | 9.7765 | 7.1318 | 16.2459 | 30.4392 | 9.644 | 7.0352 | 15.9509 | 30.5392 | 9.4754 | 6.9121 | 15.5264 | 30.6473 | 9.3014 | 6.7852 | 14.9738 | 30.7682 | 9.1734 | 6.6919 | 14.6131 | 30.8839 | 9.0371 | 6.5924 | 14.2302 | 31.0108 | 8.8594 | 6.4628 | 13.6956 | 31.5067 | 8.1391 | 5.9374 | 11.9287 | 31.8339 | 8.0199 | 5.8504 | 11.164 | 32.0115 | 7.8937 | 5.7584 | 11.0284 | 32.1146 | 7.7678 | 5.6665 | 11.3657 | 30.241 | 10.7164 | 7.8175 | 17.0437 | 30.2284 | 10.3996 | 7.5863 | 16.7371 | 30.283 | 10.0796 | 7.3529 | 16.6054 | 30.3767 | 9.7299 | 7.0978 | 16.2735 | 30.5033 | 9.4251 | 6.8755 | 16.0226 | 30.6539 | 9.1207 | 6.6534 | 15.6433 | 30.8264 | 8.928 | 6.5129 | 15.1223 | 30.9849 | 8.7351 | 6.3721 | 14.8011 | 31.1561 | 8.5812 | 6.2598 | 14.5135 | 31.3592 | 8.4016 | 6.1289 | 14.1089 | 32.0484 | 7.234 | 5.2771 | 11.6514 | 32.6343 | 5.9682 | 4.3537 | 6.6292 | 30.9421 | 5.0191 | 3.6614 | 2.5725 | 26.4873 | 4.2965 | 3.1342 | -0.015528 | 30.241 | 10.7164 | 7.8175 | 17.0437 | 30.2114 | 10.5609 | 7.704 | 16.7925 | 30.29 | 10.2194 | 7.4549 | 16.5786 | 30.3873 | 9.5708 | 6.9818 | 16.2411 | 30.5125 | 9.6168 | 7.0153 | 15.9279 | 30.6511 | 9.2726 | 6.7642 | 15.5899 | 30.7845 | 9.0078 | 6.5711 | 15.1234 | 30.916 | 8.8691 | 6.4699 | 14.8782 | 31.0703 | 8.8269 | 6.4391 | 14.508 | 31.2864 | 8.5918 | 6.2676 | 13.2213 | 32.0114 | 7.2911 | 5.3187 | 7.3996 | 32.4269 | 6.0582 | 4.4194 | 2.8583 | 32.5542 | 5.3729 | 3.9195 | 0.18243 | 32.4566 | 5.3446 | 3.8988 | 1.1655
RIBBLESDALE T13 & RIBBLESDALE T14 | PADIHAM | PADIHAM | 374759 | 443587 | primary | best view | 22.3621 | 18.4645 | 13.2708 | 6.0624 | 22.3633 | 18.1825 | 13.0681 | 4.6013 | 22.4174 | 18.0557 | 12.977 | 4.2869 | 22.4963 | 17.8495 | 12.8288 | 3.9429 | 22.5711 | 17.5941 | 12.6452 | 3.6089 | 22.648 | 17.3753 | 12.488 | 3.2809 | 22.7306 | 17.0991 | 12.2895 | 2.9504 | 22.8213 | 16.8421 | 12.1047 | 2.6067 | 22.9226 | 16.4918 | 11.853 | 2.243 | 23.0405 | 15.9905 | 11.4927 | 1.7653 | 23.8055 | 15.9843 | 11.4883 | -0.29479 | 24.5611 | 15.3321 | 11.0195 | -1.6554 | 24.9196 | 14.6183 | 10.5065 | -2.1697 | 25.1632 | 14.7392 | 10.5933 | -2.1493 | 22.3618 | 18.4645 | 13.2708 | 6.0624 | 22.342 | 18.3256 | 13.1709 | 5.3864 | 22.3636 | 18.2925 | 13.1471 | 5.2307 | 22.3999 | 18.2415 | 13.1106 | 5.0891 | 22.4285 | 18.187 | 13.0713 | 4.9611 | 22.4628 | 18.1152 | 13.0197 | 4.8056 | 22.517 | 18.0597 | 12.9798 | 4.5891 | 22.5881 | 17.9797 | 12.9224 | 4.3247 | 22.6771 | 17.8889 | 12.8571 | 4.012 | 22.7843 | 17.7886 | 12.785 | 3.6579 | 23.0475 | 17.4317 | 12.5285 | 2.6087 | 23.3024 | 17.0262 | 12.237 | 1.6271 | 23.4943 | 16.2174 | 11.6558 | 0.93945 | 23.6333 | 16.3094 | 11.7219 | 0.47016 | 22.3621 | 18.4645 | 13.2708 | 6.0624 | 22.3631 | 18.1826 | 13.0682 | 4.6014 | 22.4184 | 18.0558 | 12.9771 | 4.2864 | 22.4972 | 17.8494 | 12.8287 | 3.9425 | 22.5718 | 17.5917 | 12.6435 | 3.6086 | 22.6491 | 17.3745 | 12.4874 | 3.2803 | 22.7328 | 17.1136 | 12.2999 | 2.9491 | 22.8235 | 16.8588 | 12.1168 | 2.6054 | 22.9209 | 16.4994 | 11.8585 | 2.2435 | 23.0305 | 15.9782 | 11.4838 | 1.793 | 23.7394 | 15.9963 | 11.4969 | -0.16509 | 24.375 | 15.3509 | 11.033 | -1.4434 | 24.6516 | 14.6704 | 10.5439 | -1.9288 | 24.8023 | 14.8148 | 10.6477 | -1.8772 | 22.3627 | 18.4645 | 13.2708 | 6.0624 | 22.3581 | 18.1655 | 13.0559 | 4.5997 | 22.4136 | 18.0583 | 12.9788 | 4.2912 | 22.499 | 17.9418 | 12.8951 | 3.9463 | 22.5878 | 17.7969 | 12.791 | 3.6115 | 22.6917 | 17.6403 | 12.6784 | 3.2683 | 22.814 | 17.4767 | 12.5609 | 2.9043 | 22.9555 | 17.3119 | 12.4424 | 2.5293 | 23.1131 | 17.1418 | 12.3201 | 2.1815 | 23.5317 | 16.9244 | 12.1639 | 1.5844 | 24.3855 | 15.9136 | 11.4374 | -0.50955 | 25.4977 | 14.6421 | 10.5236 | -4.2487 | 25.871 | 13.9615 | 10.0344 | -6.5806 | 25.993 | 13.4065 | 9.6355 | -8.0306 | 22.3627 | 18.4645 | 13.2708 | 6.0624 | 22.3461 | 18.1912 | 13.0743 | 4.6447 | 22.4144 | 16.9163 | 12.1581 | 4.2761 | 22.4974 | 16.8718 | 12.1261 | 3.9402 | 22.5818 | 16.3704 | 11.7658 | 3.6153 | 22.682 | 16.4371 | 11.8137 | 3.303 | 22.8097 | 15.8878 | 11.4189 | 2.983 | 23.2602 | 15.8219 | 11.3715 | 2.3545 | 23.4195 | 15.7565 | 11.3245 | 1.9935 | 23.6248 | 15.6025 | 11.2139 | 1.1564 | 24.8622 | 14.5193 | 10.4353 | -3.2017 | 25.3523 | 13.3929 | 9.6257 | -6.1459 | 25.5664 | 12.7024 | 9.1295 | -7.6662 | 25.5132 | 12.6204 | 9.0705 | -7.1237
RIBBLETON | PRESTON EAST | PENWORTHAM EAST / ROCHDALE | 356730 | 431506 | primary | best view | 29.7398 | 7.9669 | 5.8117 | 18.2021 | 29.7229 | 7.9458 | 5.7964 | 18.1188 | 29.7511 | 7.934 | 5.7878 | 18.0999 | 29.7966 | 7.8795 | 5.748 | 17.8627 | 29.8486 | 7.8291 | 5.7112 | 17.6811 | 29.9032 | 7.762 | 5.6623 | 17.3973 | 29.9636 | 7.6804 | 5.6027 | 17.102 | 30.0382 | 7.6065 | 5.5488 | 16.8128 | 30.1204 | 7.5277 | 5.4914 | 16.5332 | 30.217 | 7.4213 | 5.4137 | 16.1234 | 30.8947 | 7.0295 | 5.1279 | 14.637 | 31.7996 | 6.8655 | 5.0083 | 13.6533 | 32.4912 | 8.4919 | 6.1948 | 13.1514 | 33.2471 | 10.0884 | 7.3594 | 12.8464 | 29.7394 | 7.9669 | 5.8117 | 18.2021 | 29.7136 | 7.9712 | 5.8149 | 18.1239 | 29.7228 | 7.8438 | 5.7219 | 18.1482 | 29.7437 | 7.6789 | 5.6017 | 17.9905 | 29.764 | 7.5245 | 5.489 | 17.9171 | 29.7923 | 7.3589 | 5.3682 | 17.723 | 29.8382 | 7.2069 | 5.2573 | 17.5337 | 29.8968 | 7.1629 | 5.2252 | 17.3542 | 29.9684 | 7.1006 | 5.1798 | 17.0756 | 30.0512 | 7.0315 | 5.1294 | 16.7495 | 30.417 | 6.8358 | 4.9866 | 15.8274 | 30.8717 | 6.7269 | 4.9072 | 15.1446 | 31.4096 | 8.2093 | 5.9885 | 14.6026 | 31.8811 | 9.6879 | 7.0672 | 14.2382 | 29.7398 | 7.9669 | 5.8117 | 18.2021 | 29.7223 | 7.9499 | 5.7994 | 18.1192 | 29.7499 | 7.939 | 5.7914 | 18.1005 | 29.7948 | 7.884 | 5.7513 | 17.8638 | 29.8462 | 7.8338 | 5.7147 | 17.6824 | 29.9039 | 7.7668 | 5.6658 | 17.3968 | 29.9712 | 7.686 | 5.6069 | 17.0972 | 30.0471 | 7.6132 | 5.5537 | 16.8072 | 30.1305 | 7.5341 | 5.496 | 16.5268 | 30.2217 | 7.4337 | 5.4228 | 16.1486 | 30.7762 | 7.0633 | 5.1526 | 14.827 | 31.3396 | 6.939 | 5.0619 | 14.0958 | 31.8946 | 8.5874 | 6.2644 | 13.694 | 32.3615 | 10.2209 | 7.456 | 13.5827 | 29.7402 | 7.9669 | 5.8117 | 18.2021 | 29.7164 | 7.934 | 5.7877 | 18.1203 | 29.7485 | 7.9114 | 5.7712 | 18.1062 | 29.8069 | 7.8344 | 5.7151 | 17.8511 | 29.8786 | 7.7551 | 5.6572 | 17.7003 | 29.9814 | 7.6412 | 5.5742 | 17.4086 | 30.1137 | 7.5372 | 5.4983 | 17.0938 | 30.2769 | 7.4363 | 5.4247 | 16.7795 | 30.4606 | 7.3325 | 5.349 | 16.5059 | 30.6655 | 7.2151 | 5.2633 | 16.1394 | 31.9721 | 6.5619 | 4.7868 | 13.9018 | 33.5021 | 5.7579 | 4.2003 | 9.9266 | 34.4892 | 6.7126 | 4.8968 | 6.8333 | 34.9619 | 7.7457 | 5.6504 | 4.52 | 29.7402 | 7.9669 | 5.8117 | 18.2021 | 29.7123 | 7.9576 | 5.8049 | 18.1638 | 29.7665 | 7.943 | 5.7943 | 18.0904 | 29.8315 | 7.8672 | 5.739 | 17.813 | 29.91 | 7.7639 | 5.6637 | 17.6719 | 30.0326 | 7.5761 | 5.5266 | 17.4069 | 30.2028 | 7.4821 | 5.4581 | 17.1034 | 30.4017 | 7.3925 | 5.3927 | 16.8015 | 30.6277 | 7.2908 | 5.3186 | 16.4495 | 30.9332 | 7.1039 | 5.1822 | 15.5002 | 32.5091 | 6.637 | 4.8416 | 11.0096 | 33.8532 | 6.0121 | 4.3858 | 7.4235 | 34.4654 | 8.4563 | 6.1688 | 5.1751 | 34.5323 | 8.3958 | 6.1246 | 5.3958
RINGLEY | KEARSLEY LOCAL | KEARSLEY | 376120 | 405531 | primary | best view | 23.3904 | 12.9246 | 9.2891 | 21.1071 | 23.379 | 12.879 | 9.2564 | 20.2528 | 23.3988 | 12.5978 | 9.0543 | 20.1368 | 23.436 | 12.3096 | 8.8472 | 19.9567 | 23.4773 | 12.0266 | 8.6437 | 19.9268 | 23.5213 | 11.7267 | 8.4282 | 19.7245 | 23.5697 | 11.4242 | 8.2108 | 19.5404 | 23.6263 | 11.3735 | 8.1743 | 19.3724 | 23.6884 | 11.3014 | 8.1225 | 19.1646 | 23.7609 | 11.2254 | 8.0679 | 18.9275 | 24.0795 | 10.8959 | 7.8311 | 18.0443 | 24.4071 | 10.6772 | 7.6739 | 17.5589 | 24.6474 | 10.5053 | 7.5504 | 17.4226 | 24.8786 | 10.3378 | 7.43 | 17.426 | 23.3902 | 12.9246 | 9.2891 | 21.1071 | 23.3733 | 12.9545 | 9.3107 | 20.6586 | 23.3794 | 12.8518 | 9.2369 | 20.6272 | 23.3977 | 12.7842 | 9.1883 | 20.5355 | 23.4156 | 12.836 | 9.2255 | 20.5947 | 23.4391 | 12.803 | 9.2017 | 20.4781 | 23.4639 | 12.8044 | 9.2028 | 20.3862 | 23.4945 | 12.7382 | 9.1552 | 20.2948 | 23.5334 | 12.656 | 9.0961 | 20.1405 | 23.5801 | 12.6685 | 9.1051 | 19.9831 | 23.7231 | 12.5944 | 9.0519 | 19.4927 | 23.8788 | 12.4951 | 8.9805 | 19.1495 | 24.0457 | 12.4443 | 8.944 | 18.9383 | 24.1927 | 12.3629 | 8.8855 | 18.8132 | 23.3904 | 12.9246 | 9.2891 | 21.1071 | 23.3788 | 12.8912 | 9.2652 | 20.2529 | 23.3984 | 12.6092 | 9.0625 | 20.137 | 23.4355 | 12.3229 | 8.8567 | 19.957 | 23.4766 | 12.0404 | 8.6536 | 19.9272 | 23.5215 | 11.7403 | 8.438 | 19.7244 | 23.5719 | 11.4383 | 8.221 | 19.5391 | 23.6289 | 11.3876 | 8.1845 | 19.3706 | 23.6913 | 11.317 | 8.1337 | 19.1626 | 23.7584 | 11.2453 | 8.0822 | 18.949 | 24.0329 | 10.9359 | 7.8599 | 18.164 | 24.2644 | 10.7373 | 7.7171 | 17.7716 | 24.458 | 10.5715 | 7.598 | 17.6616 | 24.6042 | 10.4187 | 7.4881 | 17.7152 | 23.3908 | 12.9246 | 9.2891 | 21.1071 | 23.3753 | 12.733 | 9.1515 | 20.2527 | 23.397 | 12.4558 | 8.9522 | 20.1445 | 23.4423 | 12.1513 | 8.7334 | 19.9731 | 23.4989 | 11.8641 | 8.527 | 19.9587 | 23.5705 | 11.5515 | 8.3023 | 19.7688 | 23.6574 | 11.2464 | 8.083 | 19.6169 | 23.739 | 11.1831 | 8.0375 | 19.4576 | 23.8264 | 11.1049 | 7.9813 | 19.2818 | 23.9296 | 11.0239 | 7.9231 | 19.1142 | 24.4746 | 10.548 | 7.581 | 17.8909 | 25.0912 | 9.8814 | 7.102 | 15.4823 | 25.4368 | 9.3704 | 6.7347 | 13.5552 | 25.5868 | 9.0298 | 6.4899 | 12.2383 | 23.3908 | 12.9246 | 9.2891 | 21.1071 | 23.3703 | 12.9016 | 9.2726 | 20.2731 | 23.4058 | 12.6255 | 9.0742 | 20.1179 | 23.4554 | 12.3348 | 8.8653 | 19.9421 | 23.5143 | 12.0459 | 8.6576 | 19.9135 | 23.5893 | 11.6787 | 8.3937 | 19.7373 | 23.6794 | 11.3397 | 8.15 | 19.5805 | 23.7655 | 11.2694 | 8.0996 | 19.4338 | 23.8672 | 11.1771 | 8.0332 | 19.2136 | 24.024 | 11.0289 | 7.9267 | 18.6555 | 24.6671 | 10.2465 | 7.3644 | 15.8843 | 25.1547 | 9.5953 | 6.8963 | 13.6533 | 25.337 | 9.2404 | 6.6412 | 12.3688 | 25.3039 | 9.1921 | 6.6066 | 12.7316
RISLEY | - | BOLD | 365181 | 392989 | primary | best view | 10.6738 | 1.7574 | 1.263 | 10.6738 | 9.8373 | 1.6196 | 1.1641 | 9.8373 | 2.6844 | 0.44197 | 0.31765 | 2.6844 | 2.6844 | 0.44197 | 0.31765 | 2.6844 | 2.6844 | 0.44197 | 0.31765 | 2.6844 | 2.6844 | 0.44197 | 0.31765 | 2.6844 | 2.6844 | 0.44197 | 0.31765 | 2.6844 | 2.6844 | 0.44197 | 0.31765 | 2.6844 | 2.6844 | 0.44197 | 0.31765 | 2.6844 | 2.6844 | 0.44197 | 0.31765 | 2.6844 | 2.6844 | 0.44197 | 0.31765 | 2.6844 | 2.6844 | 0.44197 | 0.31765 | 2.6844 | 2.6844 | 0.44197 | 0.31765 | 2.6844 | 2.6844 | 0.44197 | 0.31765 | 2.6844 | 10.6738 | 1.7574 | 1.263 | 10.6738 | 10.565 | 1.7394 | 1.2502 | 10.565 | 2.6844 | 0.44197 | 0.31765 | 2.6844 | 2.6844 | 0.44197 | 0.31765 | 2.6844 | 2.6844 | 0.44197 | 0.31765 | 2.6844 | 2.6844 | 0.44197 | 0.31765 | 2.6844 | 2.6844 | 0.44197 | 0.31765 | 2.6844 | 2.6844 | 0.44197 | 0.31765 | 2.6844 | 2.6844 | 0.44197 | 0.31765 | 2.6844 | 2.6844 | 0.44197 | 0.31765 | 2.6844 | 2.6844 | 0.44197 | 0.31765 | 2.6844 | 2.6844 | 0.44197 | 0.31765 | 2.6844 | 2.6844 | 0.44197 | 0.31765 | 2.6844 | 2.6844 | 0.44197 | 0.31765 | 2.6844 | 10.6738 | 1.7574 | 1.263 | 10.6738 | 9.8379 | 1.6197 | 1.1641 | 9.8379 | 2.6844 | 0.44197 | 0.31765 | 2.6844 | 2.6844 | 0.44197 | 0.31765 | 2.6844 | 2.6844 | 0.44197 | 0.31765 | 2.6844 | 2.6844 | 0.44197 | 0.31765 | 2.6844 | 2.6844 | 0.44197 | 0.31765 | 2.6844 | 2.6844 | 0.44197 | 0.31765 | 2.6844 | 2.6844 | 0.44197 | 0.31765 | 2.6844 | 2.6844 | 0.44197 | 0.31765 | 2.6844 | 2.6844 | 0.44197 | 0.31765 | 2.6844 | 2.6844 | 0.44197 | 0.31765 | 2.6844 | 2.6844 | 0.44197 | 0.31765 | 2.6844 | 2.6844 | 0.44197 | 0.31765 | 2.6844 | 10.6738 | 1.7574 | 1.263 | 10.6738 | 9.8339 | 1.6191 | 1.1637 | 9.8339 | 2.6844 | 0.44197 | 0.31765 | 2.6844 | 2.6844 | 0.44197 | 0.31765 | 2.6844 | 2.6844 | 0.44197 | 0.31765 | 2.6844 | 2.6844 | 0.44197 | 0.31765 | 2.6844 | 2.6844 | 0.44197 | 0.31765 | 2.6844 | 2.6844 | 0.44197 | 0.31765 | 2.6844 | 2.6844 | 0.44197 | 0.31765 | 2.6844 | 2.6844 | 0.44197 | 0.31765 | 2.6844 | 2.6844 | 0.44197 | 0.31765 | 2.6844 | -10.5682 | -2.5706 | -2.1004 | -10.5682 | -4.1975 | -1.5932 | -1.3018 | -4.1975 | -35.4528 | -5.837 | -4.7241 | -35.4528 | 10.6738 | 1.7574 | 1.263 | 10.6738 | 9.8835 | 1.6272 | 1.1695 | 9.8835 | 9.0655 | 1.4926 | 1.0727 | 9.0655 | 7.5837 | 1.2486 | 0.89739 | 7.5837 | 6.1585 | 1.0139 | 0.72874 | 6.1585 | 3.5209 | 0.57969 | 0.41663 | 3.5209 | 1.7003 | 0.27994 | 0.2012 | 1.7003 | 0.16329 | 0.026885 | 0.019323 | 0.16329 | 2.6844 | 0.44197 | 0.31765 | 2.6844 | 2.6844 | 0.44197 | 0.31765 | 2.6844 | 2.6844 | 0.44197 | 0.31765 | 2.6844 | 2.6844 | 0.44197 | 0.31765 | 2.6844 | 2.6844 | 0.44197 | 0.31765 | 1.1038 | 2.6844 | 0.44197 | 0.31765 | 1.4098
ROBERT HALL ST | FREDERICK RD | KEARSLEY | 381359 | 397718 | primary | best view | 31.5303 | 9.366 | 6.8324 | 14.4342 | 31.5255 | 9.074 | 6.6194 | 12.8611 | 31.5734 | 9 | 6.5654 | 12.6244 | 31.6598 | 8.905 | 6.4961 | 12.1957 | 31.7352 | 8.8438 | 6.4514 | 12.1258 | 31.8091 | 8.7244 | 6.3643 | 11.7399 | 31.8846 | 8.6168 | 6.2859 | 11.5125 | 31.9635 | 8.5549 | 6.2407 | 11.2498 | 32.0464 | 8.4657 | 6.1756 | 10.9838 | 32.141 | 8.3456 | 6.088 | 10.5044 | 32.4767 | 7.8953 | 5.7595 | 8.9337 | 32.7212 | 7.6596 | 5.5876 | 7.7842 | 32.8644 | 7.6341 | 5.569 | 6.991 | 32.9285 | 7.479 | 5.4558 | 6.822 | 31.5301 | 9.366 | 6.8324 | 14.4342 | 31.5042 | 9.2094 | 6.7181 | 13.6473 | 31.5166 | 9.1332 | 6.6625 | 13.5451 | 31.5629 | 9.031 | 6.588 | 13.3015 | 31.5972 | 8.9754 | 6.5474 | 13.3146 | 31.6359 | 8.8693 | 6.47 | 13.0428 | 31.6953 | 8.8108 | 6.4274 | 12.889 | 31.7752 | 8.7611 | 6.3911 | 12.6138 | 31.8754 | 8.7142 | 6.3569 | 12.393 | 31.9645 | 8.6395 | 6.3024 | 11.9981 | 32.0939 | 8.5376 | 6.2281 | 11.1949 | 32.2009 | 8.4459 | 6.1612 | 10.213 | 32.2639 | 8.5078 | 6.2063 | 9.2738 | 32.2975 | 8.4589 | 6.1707 | 8.6108 | 31.5303 | 9.366 | 6.8324 | 14.4342 | 31.5255 | 9.072 | 6.6179 | 12.8611 | 31.5734 | 8.9939 | 6.561 | 12.6244 | 31.6598 | 8.8975 | 6.4906 | 12.1957 | 31.7352 | 8.8256 | 6.4381 | 12.1258 | 31.8091 | 8.7013 | 6.3475 | 11.7399 | 31.8846 | 8.6272 | 6.2934 | 11.5125 | 31.9635 | 8.5486 | 6.2361 | 11.2498 | 32.0464 | 8.4672 | 6.1767 | 10.9838 | 32.1369 | 8.3594 | 6.0981 | 10.5212 | 32.4557 | 7.8848 | 5.7519 | 9.0085 | 32.6904 | 7.6777 | 5.6008 | 7.8747 | 32.8301 | 7.6472 | 5.5785 | 7.0703 | 32.8944 | 7.5042 | 5.4742 | 6.8876 | 31.5306 | 9.366 | 6.8324 | 14.4342 | 31.5166 | 9.0804 | 6.6241 | 12.8729 | 31.5571 | 9.0059 | 6.5697 | 12.6388 | 31.6416 | 8.8511 | 6.4568 | 12.237 | 31.7197 | 8.7274 | 6.3665 | 12.1557 | 31.8015 | 8.5581 | 6.243 | 11.7501 | 31.8928 | 8.4208 | 6.1429 | 11.4381 | 31.9918 | 8.2832 | 6.0425 | 11.0472 | 32.0962 | 8.1487 | 5.9444 | 10.7684 | 32.2128 | 7.9994 | 5.8354 | 10.3275 | 32.5681 | 7.3372 | 5.3524 | 8.572 | 32.8443 | 6.5527 | 4.7801 | 5.4119 | 32.9405 | 6.1242 | 4.4675 | 2.9936 | 32.959 | 5.708 | 4.1639 | 1.2259 | 31.5306 | 9.366 | 6.8324 | 14.4342 | 31.4996 | 9.0862 | 6.6283 | 12.9163 | 31.5405 | 9.0338 | 6.5901 | 12.6566 | 31.6149 | 8.8952 | 6.4889 | 12.2372 | 31.6836 | 8.8098 | 6.4266 | 12.1089 | 31.7515 | 8.6788 | 6.3311 | 11.6856 | 31.826 | 8.5206 | 6.2157 | 11.4171 | 31.9047 | 8.3708 | 6.1064 | 11.1118 | 31.9888 | 8.2462 | 6.0155 | 10.838 | 32.0948 | 8.0875 | 5.8997 | 10.0032 | 32.4516 | 7.5382 | 5.499 | 6.5295 | 32.6514 | 6.6595 | 4.858 | 3.69 | 32.6654 | 6.3149 | 4.6067 | 1.9394 | 32.5724 | 6.2147 | 4.5335 | 2.0463
ROCHDALE CENTRAL | ROCHDALE CENTRAL | ROCHDALE | 389111 | 413393 | primary | best view | 1.1887 | 0.19282 | 0.14066 | 1.1887 | 1.6056 | 0.26044 | 0.18999 | 1.6056 | 0.42023 | 0.068165 | 0.049725 | 0.42023 | 2.6914 | 0.43658 | 0.31848 | 2.6914 | 2.6914 | 0.43658 | 0.31848 | 2.6914 | 2.6914 | 0.43658 | 0.31848 | 2.6914 | 2.6914 | 0.43658 | 0.31848 | 2.6914 | 2.6914 | 0.43658 | 0.31848 | 2.6914 | 2.6914 | 0.43658 | 0.31848 | 2.6914 | 2.6914 | 0.43658 | 0.31848 | 2.6914 | 2.6914 | 0.43658 | 0.31848 | 2.6914 | 2.6914 | 0.43658 | 0.31848 | 2.6914 | 2.6914 | 0.43658 | 0.31848 | 2.6914 | 2.6914 | 0.43658 | 0.31848 | 2.6914 | 1.1887 | 0.19282 | 0.14066 | 1.1887 | 1.9028 | 0.30865 | 0.22516 | 1.9028 | 0.88073 | 0.14286 | 0.10422 | 0.88073 | 2.6914 | 0.43658 | 0.31848 | 2.6914 | 2.6914 | 0.43658 | 0.31848 | 2.6914 | 2.6914 | 0.43658 | 0.31848 | 2.6914 | 2.6914 | 0.43658 | 0.31848 | 2.6914 | 2.6914 | 0.43658 | 0.31848 | 2.6914 | 2.6914 | 0.43658 | 0.31848 | 2.6914 | 2.6914 | 0.43658 | 0.31848 | 2.6914 | 2.6914 | 0.43658 | 0.31848 | 2.6914 | 2.6914 | 0.43658 | 0.31848 | 2.6914 | 2.6914 | 0.43658 | 0.31848 | 2.6914 | 2.6914 | 0.43658 | 0.31848 | 2.6914 | 1.1887 | 0.19282 | 0.14066 | 1.1887 | 1.6868 | 0.27361 | 0.19959 | 1.6868 | 0.47408 | 0.0769 | 0.056097 | 0.47408 | 2.6914 | 0.43658 | 0.31848 | 2.6914 | 2.6914 | 0.43658 | 0.31848 | 2.6914 | 2.6914 | 0.43658 | 0.31848 | 2.6914 | 2.6914 | 0.43658 | 0.31848 | 2.6914 | 2.6914 | 0.43658 | 0.31848 | 2.6914 | 2.6914 | 0.43658 | 0.31848 | 2.6914 | 2.6914 | 0.43658 | 0.31848 | 2.6914 | 2.6914 | 0.43658 | 0.31848 | 2.6914 | 2.6914 | 0.43658 | 0.31848 | 2.6914 | 2.6914 | 0.43658 | 0.31848 | 2.6914 | 2.6914 | 0.43658 | 0.31848 | 2.6914 | 1.1887 | 0.19282 | 0.14066 | 1.1887 | 0.34536 | 0.056021 | 0.040867 | 0.34536 | 2.6914 | 0.43658 | 0.31848 | 2.6914 | 2.6914 | 0.43658 | 0.31848 | 2.6914 | 2.6914 | 0.43658 | 0.31848 | 2.6914 | 2.6914 | 0.43658 | 0.31848 | 2.6914 | 2.6914 | 0.43658 | 0.31848 | 2.6914 | 2.6914 | 0.43658 | 0.31848 | 2.6914 | 2.6914 | 0.43658 | 0.31848 | 2.6914 | 2.6914 | 0.43658 | 0.31848 | 2.6914 | 2.6914 | 0.43658 | 0.31848 | 2.6914 | 2.6914 | 0.43658 | 0.31848 | 2.6914 | 2.6914 | 0.43658 | 0.31848 | 2.6914 | 2.6914 | 0.43658 | 0.31848 | 2.6914 | 1.1887 | 0.19282 | 0.14066 | 1.1887 | 1.7829 | 0.2892 | 0.21097 | 1.7829 | 0.96641 | 0.15676 | 0.11435 | 0.96641 | 2.6914 | 0.43658 | 0.31848 | 2.6914 | 2.6914 | 0.43658 | 0.31848 | 2.6914 | 2.6914 | 0.43658 | 0.31848 | 2.6914 | 2.6914 | 0.43658 | 0.31848 | 2.6914 | 2.6914 | 0.43658 | 0.31848 | 2.6914 | 2.6914 | 0.43658 | 0.31848 | 2.6914 | 2.6914 | 0.43658 | 0.31848 | 2.6914 | 2.6914 | 0.43658 | 0.31848 | 2.6914 | 2.6914 | 0.43658 | 0.31848 | 2.6914 | 2.6914 | 0.43658 | 0.31848 | 2.6914 | 2.6914 | 0.43658 | 0.31848 | 2.6914
ROMAN RD | LOWER DARWEN | ROCHDALE | 369058 | 426505 | primary | best view | 31.7349 | 16.7154 | 12.1936 | 15.3003 | 31.7097 | 16.2318 | 11.8409 | 15.0387 | 31.7463 | 15.6677 | 11.4294 | 14.8638 | 31.8081 | 15.1112 | 11.0234 | 14.6441 | 31.8611 | 14.5635 | 10.6239 | 14.5872 | 31.909 | 13.9633 | 10.186 | 14.3187 | 31.9602 | 13.815 | 10.0778 | 14.2406 | 32.0196 | 13.8193 | 10.081 | 14.2941 | 32.0875 | 13.7322 | 10.0175 | 14.1325 | 32.1762 | 13.6442 | 9.9533 | 13.9599 | 32.7296 | 13.3966 | 9.7726 | 13.5443 | 33.3785 | 14.0721 | 10.2654 | 13.1597 | 33.8422 | 15.778 | 11.5098 | 13.0146 | 34.2653 | 16.1864 | 11.8077 | 13.047 | 31.7347 | 16.7154 | 12.1936 | 15.3003 | 31.6547 | 16.2856 | 11.8801 | 15.396 | 31.6224 | 15.7166 | 11.465 | 15.4918 | 31.6022 | 15.182 | 11.075 | 15.5536 | 31.5697 | 14.7227 | 10.74 | 15.7787 | 31.5383 | 14.2023 | 10.3604 | 15.7873 | 31.5285 | 14.1503 | 10.3224 | 15.8976 | 31.5367 | 14.1476 | 10.3205 | 16.0649 | 31.5619 | 14.1192 | 10.2998 | 15.9793 | 31.6045 | 14.0745 | 10.2671 | 15.8383 | 31.8435 | 14.1076 | 10.2913 | 15.8956 | 32.1279 | 14.6233 | 10.6675 | 15.9046 | 32.4001 | 15.7831 | 11.5135 | 15.9362 | 32.6298 | 16.167 | 11.7936 | 16.1226 | 31.7349 | 16.7154 | 12.1936 | 15.3003 | 31.7093 | 16.2364 | 11.8443 | 15.039 | 31.7466 | 15.6705 | 11.4314 | 14.8643 | 31.8081 | 15.1159 | 11.0269 | 14.6449 | 31.8608 | 14.5698 | 10.6284 | 14.5882 | 31.9101 | 13.9699 | 10.1908 | 14.3184 | 31.9647 | 13.8347 | 10.0922 | 14.2374 | 32.0245 | 13.8223 | 10.0832 | 14.2905 | 32.0899 | 13.7383 | 10.0219 | 14.1283 | 32.1732 | 13.6533 | 9.9599 | 13.9694 | 32.6518 | 13.4238 | 9.7925 | 13.6422 | 33.1049 | 14.137 | 10.3127 | 13.4239 | 33.4563 | 15.8616 | 11.5708 | 13.3532 | 33.6749 | 16.2843 | 11.8791 | 13.5218 | 31.7347 | 16.7154 | 12.1936 | 15.3003 | 31.704 | 16.2252 | 11.8361 | 15.0675 | 31.7443 | 15.6286 | 11.4009 | 14.9261 | 31.8162 | 14.9588 | 10.9122 | 14.7406 | 31.8852 | 14.324 | 10.4491 | 14.7171 | 31.9711 | 13.5606 | 9.8923 | 14.4778 | 32.0831 | 13.3398 | 9.7312 | 14.4198 | 32.2194 | 13.2704 | 9.6805 | 14.4897 | 32.3618 | 13.1543 | 9.5958 | 14.3449 | 32.5291 | 13.009 | 9.4899 | 14.1925 | 33.5138 | 12.4648 | 9.0929 | 13.6558 | 34.4687 | 12.5101 | 9.1259 | 12.1139 | 35.0642 | 13.3406 | 9.7318 | 9.6621 | 35.2312 | 13.0247 | 9.5014 | 8.2649 | 31.7347 | 16.7154 | 12.1936 | 15.3003 | 31.6998 | 16.665 | 12.1569 | 15.0906 | 31.753 | 16.5943 | 12.1053 | 14.9192 | 31.8308 | 16.442 | 11.9942 | 14.7407 | 31.9064 | 16.277 | 11.8738 | 14.7322 | 32.0053 | 15.9683 | 11.6486 | 14.51 | 32.1414 | 15.8187 | 11.5396 | 14.4584 | 32.3086 | 15.7737 | 11.5067 | 14.5346 | 32.5312 | 15.702 | 11.4544 | 14.388 | 32.8205 | 15.6019 | 11.3814 | 14.1577 | 33.8346 | 16.0409 | 11.7016 | 12.6862 | 34.6614 | 15.2551 | 11.1284 | 9.997 | 34.9101 | 14.8462 | 10.8301 | 8.3799 | 34.7628 | 14.8286 | 10.8172 | 8.9608
ROMILEY | VERNON PARK | BREDBURY | 393626 | 390716 | primary | best view | 22.5649 | 11.5538 | 8.304 | 5.3846 | 22.548 | 11.492 | 8.2596 | 5.5728 | 22.591 | 11.2275 | 8.0695 | 5.1609 | 22.6698 | 11.0471 | 7.9397 | 4.8184 | 22.7714 | 10.8196 | 7.7763 | 4.42 | 22.8864 | 10.6031 | 7.6206 | 4.0043 | 23.0119 | 10.3777 | 7.4587 | 3.2823 | 23.1544 | 10.2438 | 7.3625 | 2.93 | 23.3107 | 10.0978 | 7.2575 | 2.6033 | 23.4948 | 9.8458 | 7.0764 | 1.8763 | 27.6483 | 8.5739 | 6.1622 | -3.67 | 28.2098 | 8.1494 | 5.8571 | -4.6687 | 29.7594 | 8.7255 | 6.2712 | -6.1687 | 29.857 | 9.5211 | 6.843 | -5.7002 | 22.5644 | 11.5538 | 8.304 | 5.3846 | 22.5641 | 11.5118 | 8.2738 | 5.5748 | 22.6071 | 11.2964 | 8.1189 | 5.256 | 22.6694 | 11.1325 | 8.0011 | 5.102 | 22.7417 | 10.9943 | 7.9018 | 4.9327 | 22.8303 | 10.8212 | 7.7774 | 4.6984 | 22.9373 | 10.648 | 7.6529 | 4.1147 | 23.0606 | 10.5885 | 7.6102 | 3.8677 | 23.2013 | 10.523 | 7.5631 | 3.6196 | 23.3189 | 10.4023 | 7.4763 | 3.0744 | 23.6097 | 10.0588 | 7.2294 | 1.7599 | 23.8521 | 9.7079 | 6.9772 | 0.79853 | 24.0523 | 10.1868 | 7.3214 | 0.13205 | 24.21 | 10.6665 | 7.6662 | -0.19218 | 22.5649 | 11.5538 | 8.304 | 5.3846 | 22.5479 | 11.4919 | 8.2594 | 5.5728 | 22.5908 | 11.2281 | 8.0699 | 5.161 | 22.6695 | 11.0467 | 7.9395 | 4.8186 | 22.771 | 10.8186 | 7.7755 | 4.4202 | 22.8865 | 10.6018 | 7.6197 | 4.0042 | 23.0132 | 10.3786 | 7.4593 | 3.2816 | 23.1559 | 10.2443 | 7.3628 | 2.9292 | 23.3123 | 10.0966 | 7.2566 | 2.6024 | 23.482 | 9.8448 | 7.0756 | 1.9309 | 27.5566 | 8.6237 | 6.198 | -3.4107 | 28.0251 | 8.2146 | 5.904 | -4.3206 | 29.5663 | 8.7925 | 6.3194 | -5.8589 | 29.612 | 9.5913 | 6.8935 | -5.4074 | 22.5661 | 11.5538 | 8.304 | 5.3846 | 22.5458 | 11.2116 | 8.058 | 5.5744 | 22.5996 | 10.8453 | 7.7947 | 5.1809 | 22.7033 | 10.4551 | 7.5143 | 4.8581 | 22.8477 | 10.0838 | 7.2474 | 4.504 | 23.0254 | 9.7902 | 7.0364 | 4.1224 | 23.233 | 9.5696 | 6.8778 | 3.4049 | 25.3517 | 9.1099 | 6.5475 | 1.1586 | 25.5097 | 8.9926 | 6.4631 | 1.0416 | 25.7181 | 8.8167 | 6.3367 | 0.60282 | 29.9714 | 7.235 | 5.1999 | -5.4046 | 30.8068 | 5.6156 | 4.0361 | -11.654 | 30.8304 | 5.2773 | 3.7929 | -16.2403 | 30.9734 | 5.2625 | 3.7822 | -19.3913 | 22.5661 | 11.5538 | 8.304 | 5.3846 | 22.5234 | 11.5069 | 8.2702 | 5.6473 | 22.6057 | 11.242 | 8.0799 | 5.1265 | 22.7102 | 11.0424 | 7.9364 | 4.8066 | 22.8503 | 10.8105 | 7.7697 | 4.4647 | 27.4761 | 9.793 | 7.0384 | -0.35943 | 27.3815 | 9.5918 | 6.8939 | -0.771 | 27.3424 | 9.484 | 6.8163 | -0.72105 | 27.3638 | 9.3189 | 6.6977 | -0.80047 | 27.4722 | 9.0122 | 6.4772 | -2.213 | 28.8025 | 7.3215 | 5.2621 | -9.4343 | 29.3413 | 5.9746 | 4.2941 | -14.9469 | 29.2137 | 6.8786 | 4.9438 | -17.9521 | 28.95 | 6.87 | 4.9376 | -16.6841
ROSSALL | THORNTON | PENWORTHAM WEST / STANAH | 331916 | 445505 | primary | best view | -7.9932 | -7.9932 | -7.9932 | -7.9932 | -7.9826 | -7.9826 | -7.9826 | -7.9826 | -7.9642 | -7.9642 | -7.9642 | -7.9642 | -7.9436 | -7.9436 | -7.9436 | -7.9436 | -7.9189 | -7.9189 | -7.9189 | -7.9189 | -7.8905 | -7.8905 | -7.8905 | -7.8905 | -7.86 | -7.86 | -7.86 | -7.86 | -7.8263 | -7.8263 | -7.8263 | -7.8263 | -7.7905 | -7.7905 | -7.7905 | -7.7905 | -7.7462 | -7.7462 | -7.7462 | -7.7462 | -7.5407 | -7.5407 | -7.5407 | -7.5407 | -7.3462 | -7.3462 | -7.3462 | -7.3462 | -7.2037 | -7.2037 | -7.2037 | -7.2037 | -7.0782 | -7.0782 | -7.0782 | -7.0782 | -7.9884 | -7.9884 | -7.9884 | -7.9884 | -7.9771 | -7.9771 | -7.9771 | -7.9771 | -7.9603 | -7.9603 | -7.9603 | -7.9603 | -7.9455 | -7.9455 | -7.9455 | -7.9455 | -7.9291 | -7.9291 | -7.9291 | -7.9291 | -7.9075 | -7.9075 | -7.9075 | -7.9075 | -7.8836 | -7.8836 | -7.8836 | -7.8836 | -7.8581 | -7.8581 | -7.8581 | -7.8581 | -7.8311 | -7.8311 | -7.8311 | -7.8311 | -7.8024 | -7.8024 | -7.8024 | -7.8024 | -7.6869 | -7.6869 | -7.6869 | -7.6869 | -7.5819 | -7.5819 | -7.5819 | -7.5819 | -7.486 | -7.486 | -7.486 | -7.486 | -7.3989 | -7.3989 | -7.3989 | -7.3989 | -7.9932 | -7.9932 | -7.9932 | -7.9932 | -7.9827 | -7.9827 | -7.9827 | -7.9827 | -7.9644 | -7.9644 | -7.9644 | -7.9644 | -7.9437 | -7.9437 | -7.9437 | -7.9437 | -7.9192 | -7.9192 | -7.9192 | -7.9192 | -7.8904 | -7.8904 | -7.8904 | -7.8904 | -7.8593 | -7.8593 | -7.8593 | -7.8593 | -7.8255 | -7.8255 | -7.8255 | -7.8255 | -7.7896 | -7.7896 | -7.7896 | -7.7896 | -7.7476 | -7.7476 | -7.7476 | -7.7476 | -7.5607 | -7.5607 | -7.5607 | -7.5607 | -7.404 | -7.404 | -7.404 | -7.404 | -7.2789 | -7.2789 | -7.2789 | -7.2789 | -7.1852 | -7.1852 | -7.1852 | -7.1852 | -7.9933 | -7.9933 | -7.9933 | -7.9933 | -7.9732 | -7.9732 | -7.9732 | -7.9732 | -7.9492 | -7.9492 | -7.9492 | -7.9492 | -7.9215 | -7.9215 | -7.9215 | -7.9215 | -7.8882 | -7.8882 | -7.8882 | -7.8882 | -7.8497 | -7.8497 | -7.8497 | -7.8497 | -7.8055 | -7.8055 | -7.8055 | -7.8055 | -7.7554 | -7.7554 | -7.7554 | -7.7554 | -7.7016 | -7.7016 | -7.7016 | -7.7016 | -7.6413 | -7.6413 | -7.6413 | -7.6413 | -7.2485 | -7.2485 | -7.2485 | -7.2485 | -6.5367 | -6.5367 | -6.5367 | -6.5367 | -6.4227 | -6.4227 | -6.4227 | -6.4227 | -6.3884 | -6.3884 | -6.3884 | -6.3884 | -7.9933 | -7.9933 | -7.9933 | -7.9933 | -7.9742 | -7.9742 | -7.9742 | -7.9742 | -7.9432 | -7.9432 | -7.9432 | -7.9432 | -7.9119 | -7.9119 | -7.9119 | -7.9119 | -7.8765 | -7.8765 | -7.8765 | -7.8765 | -7.8356 | -7.8356 | -7.8356 | -7.8356 | -7.7871 | -7.7871 | -7.7871 | -7.7871 | -7.7326 | -7.7326 | -7.7326 | -7.7326 | -7.6657 | -7.6657 | -7.6657 | -7.6657 | -7.486 | -7.486 | -7.486 | -7.486 | -6.6992 | -6.6992 | -6.6992 | -6.6992 | -6.5305 | -6.5305 | -6.5305 | -6.5305 | -6.4805 | -6.4805 | -6.4805 | -6.4805 | -6.5048 | -6.5048 | -6.5048 | -6.5048
ROYTON | ROYTON | WHITEGATE | 392426 | 407533 | primary | best view | 29.8354 | 12.8128 | 9.3467 | 16.3314 | 29.8279 | 12.5643 | 9.1655 | 15.8601 | 29.8731 | 12.3475 | 9.0073 | 15.6346 | 29.9443 | 12.0756 | 8.809 | 15.2903 | 30.0241 | 11.7887 | 8.5997 | 14.9898 | 30.1104 | 11.5509 | 8.4262 | 14.615 | 30.2009 | 11.4652 | 8.3637 | 14.2881 | 30.3018 | 11.37 | 8.2943 | 13.8954 | 30.4123 | 11.2657 | 8.2182 | 13.4749 | 30.5411 | 11.1455 | 8.1305 | 12.9945 | 31.1013 | 10.6796 | 7.7907 | 11.2848 | 31.5321 | 10.8119 | 7.8872 | 10.4022 | 31.8061 | 11.4089 | 8.3227 | 10.1573 | 32.0097 | 11.5081 | 8.395 | 10.2105 | 29.8349 | 12.8128 | 9.3467 | 16.3314 | 29.8299 | 12.6001 | 9.1916 | 16.0771 | 29.8663 | 12.2403 | 8.9291 | 15.9154 | 29.9147 | 11.8752 | 8.6628 | 15.7095 | 29.9653 | 11.5427 | 8.4203 | 15.5727 | 30.0243 | 11.2527 | 8.2087 | 15.3287 | 30.0978 | 11.0772 | 8.0806 | 15.0881 | 30.1849 | 11.0102 | 8.0318 | 14.7744 | 30.2849 | 10.9329 | 7.9754 | 14.4137 | 30.3983 | 10.8558 | 7.9191 | 14.0463 | 30.6674 | 10.6238 | 7.7499 | 12.9384 | 30.897 | 10.68 | 7.7909 | 12.2131 | 31.064 | 11.3923 | 8.3105 | 11.8089 | 31.1937 | 11.8472 | 8.6423 | 11.5278 | 29.8354 | 12.8128 | 9.3467 | 16.3314 | 29.8276 | 12.5635 | 9.1649 | 15.8602 | 29.8739 | 12.3473 | 9.0072 | 15.6343 | 29.9446 | 12.0761 | 8.8093 | 15.2901 | 30.0243 | 11.7888 | 8.5998 | 14.9896 | 30.111 | 11.5491 | 8.4249 | 14.6147 | 30.2021 | 11.4653 | 8.3638 | 14.2874 | 30.303 | 11.3713 | 8.2952 | 13.8948 | 30.4114 | 11.2666 | 8.2188 | 13.4753 | 30.5303 | 11.1533 | 8.1362 | 13.0359 | 31.0382 | 10.7125 | 7.8146 | 11.464 | 31.4022 | 10.8573 | 7.9203 | 10.6455 | 31.6355 | 11.4389 | 8.3445 | 10.4042 | 31.7961 | 11.5805 | 8.4478 | 10.4502 | 29.8357 | 12.8128 | 9.3467 | 16.3314 | 29.8268 | 12.6683 | 9.2414 | 15.8528 | 29.8788 | 12.5243 | 9.1363 | 15.6302 | 29.9649 | 12.3252 | 8.991 | 15.2892 | 30.0673 | 12.126 | 8.8458 | 15.0084 | 30.1892 | 11.9179 | 8.694 | 14.6481 | 30.328 | 11.7583 | 8.5775 | 14.3226 | 30.4785 | 11.6105 | 8.4697 | 13.929 | 30.6451 | 11.4637 | 8.3626 | 13.5564 | 30.843 | 11.3203 | 8.258 | 13.1866 | 31.6022 | 10.4289 | 7.6077 | 10.7009 | 32.3521 | 9.1942 | 6.7071 | 5.2008 | 32.8233 | 8.2782 | 6.0388 | 0.73948 | 33.0906 | 7.5135 | 5.481 | -2.4172 | 29.8357 | 12.8128 | 9.3467 | 16.3314 | 29.81 | 12.582 | 9.1784 | 15.91 | 29.8794 | 12.3231 | 8.9895 | 15.5989 | 29.9559 | 12.0257 | 8.7726 | 15.2648 | 30.0504 | 11.764 | 8.5817 | 15.0163 | 30.1495 | 11.4456 | 8.3494 | 14.7133 | 30.2674 | 11.311 | 8.2512 | 14.4398 | 30.403 | 11.2248 | 8.1883 | 14.1123 | 30.5628 | 11.1276 | 8.1174 | 13.6423 | 30.786 | 10.8976 | 7.9497 | 12.3389 | 31.6239 | 11.1435 | 8.129 | 6.2393 | 32.2126 | 9.9064 | 7.2266 | 1.258 | 32.4739 | 9.1783 | 6.6954 | -1.7483 | 32.454 | 9.1061 | 6.6428 | -1.1328
SALE | SALE | CARRINGTON | 378952 | 392177 | primary | best view | 30.6869 | 9.2491 | 6.7471 | 16.2398 | 30.6795 | 9.1752 | 6.6932 | 16.0165 | 30.735 | 9.035 | 6.5909 | 15.6351 | 30.8209 | 8.8739 | 6.4734 | 15.1535 | 30.9175 | 8.7267 | 6.366 | 15.0893 | 31.0219 | 8.5499 | 6.2371 | 14.6488 | 31.1323 | 8.3909 | 6.121 | 14.1234 | 31.2545 | 8.2944 | 6.0506 | 13.8114 | 31.3839 | 8.1481 | 5.9439 | 13.2917 | 31.526 | 8.0253 | 5.8543 | 12.8593 | 32.046 | 7.4717 | 5.4505 | 11.2761 | 32.4308 | 7.2038 | 5.255 | 10.4523 | 32.6689 | 7.244 | 5.2844 | 10.426 | 32.8271 | 7.3498 | 5.3616 | 10.6309 | 30.6864 | 9.2491 | 6.7471 | 16.2398 | 30.7038 | 9.1841 | 6.6996 | 16.0929 | 30.7678 | 9.0969 | 6.6361 | 15.7967 | 30.8551 | 8.9849 | 6.5544 | 15.4513 | 30.9322 | 8.9344 | 6.5175 | 15.5167 | 31.0065 | 8.7856 | 6.409 | 15.171 | 31.0901 | 8.6512 | 6.311 | 14.6884 | 31.184 | 8.5701 | 6.2518 | 14.3879 | 31.2903 | 8.4547 | 6.1676 | 13.8543 | 31.412 | 8.3588 | 6.0977 | 13.4439 | 31.6069 | 8.1403 | 5.9383 | 12.4763 | 31.7558 | 7.9596 | 5.8065 | 11.75 | 31.8616 | 8.0029 | 5.838 | 11.3588 | 31.933 | 8.0937 | 5.9042 | 11.0921 | 30.6869 | 9.2491 | 6.7471 | 16.2398 | 30.6794 | 9.1755 | 6.6934 | 16.0165 | 30.7349 | 9.0361 | 6.5917 | 15.6352 | 30.8208 | 8.8748 | 6.4741 | 15.1535 | 30.9174 | 8.7291 | 6.3678 | 15.0893 | 31.0219 | 8.5502 | 6.2373 | 14.6488 | 31.1327 | 8.3913 | 6.1213 | 14.1232 | 31.255 | 8.2959 | 6.0517 | 13.8112 | 31.3845 | 8.1483 | 5.9441 | 13.2914 | 31.5155 | 8.0345 | 5.8611 | 12.9064 | 31.985 | 7.5138 | 5.4812 | 11.4969 | 32.3244 | 7.2604 | 5.2964 | 10.7421 | 32.5435 | 7.2893 | 5.3174 | 10.6563 | 32.6833 | 7.396 | 5.3953 | 10.8311 | 30.6881 | 9.2491 | 6.7471 | 16.2398 | 30.6766 | 9.1616 | 6.6833 | 16.0036 | 30.7383 | 9.025 | 6.5836 | 15.6405 | 30.8396 | 8.8143 | 6.4299 | 15.1747 | 30.9627 | 8.6516 | 6.3112 | 15.1407 | 31.1048 | 8.4735 | 6.1813 | 14.7225 | 31.2637 | 8.2773 | 6.0382 | 14.2073 | 31.4459 | 8.131 | 5.9315 | 13.9114 | 31.6454 | 7.9439 | 5.7949 | 13.4489 | 31.8712 | 7.7876 | 5.6809 | 13.1424 | 32.6081 | 6.9727 | 5.0865 | 11.2066 | 33.188 | 5.9653 | 4.3516 | 7.3105 | 33.2362 | 5.3912 | 3.9328 | 4.5434 | 30.7963 | 4.9955 | 3.6441 | 2.7125 | 30.6881 | 9.2491 | 6.7471 | 16.2398 | 30.6525 | 9.1922 | 6.7056 | 16.0615 | 30.736 | 9.0134 | 6.5752 | 15.5674 | 30.8255 | 8.8239 | 6.4369 | 15.12 | 30.93 | 8.7279 | 6.3669 | 15.112 | 31.0458 | 8.5708 | 6.2523 | 14.763 | 31.1804 | 8.4086 | 6.134 | 14.3219 | 31.3293 | 8.2922 | 6.0491 | 14.1174 | 31.4955 | 8.1237 | 5.9261 | 13.6775 | 31.7082 | 7.8614 | 5.7348 | 12.7477 | 32.4045 | 6.6232 | 4.8315 | 8.2768 | 32.7977 | 5.5699 | 4.0632 | 4.7953 | 32.8737 | 5.3585 | 3.909 | 3.0209 | 32.7652 | 5.3938 | 3.9347 | 3.8484
SALE MOOR | SALE | CARRINGTON | 379671 | 391133 | primary | best view | 11.8007 | 11.8007 | 11.8007 | 2.2479 | 11.7919 | 11.7919 | 11.7919 | 2.1002 | 11.8261 | 11.8261 | 11.8261 | 1.8459 | 11.877 | 11.877 | 11.877 | 1.5821 | 11.938 | 11.938 | 11.938 | 1.4455 | 12.0056 | 12.0056 | 12.0056 | 1.1563 | 12.0781 | 12.0781 | 12.0781 | 0.84196 | 12.1583 | 12.1583 | 12.1583 | 0.57977 | 12.2331 | 12.2331 | 12.2331 | 0.25957 | 12.3203 | 12.3203 | 12.3203 | -0.089058 | 12.682 | 12.682 | 12.682 | -1.2504 | 12.9512 | 12.9512 | 12.9512 | -1.7939 | 13.1179 | 13.1179 | 13.1179 | -1.7725 | 13.2183 | 13.2183 | 13.2183 | -1.6176 | 11.8003 | 11.8003 | 11.8003 | 2.2479 | 11.7958 | 11.7958 | 11.7958 | 2.1461 | 11.82 | 11.82 | 11.82 | 1.977 | 11.8522 | 11.8522 | 11.8522 | 1.847 | 11.8875 | 11.8875 | 11.8875 | 1.8096 | 11.9313 | 11.9313 | 11.9313 | 1.6846 | 11.9844 | 11.9844 | 11.9844 | 1.4554 | 12.0464 | 12.0464 | 12.0464 | 1.2662 | 12.1172 | 12.1172 | 12.1172 | 1.0073 | 12.1969 | 12.1969 | 12.1969 | 0.75593 | 12.3556 | 12.3556 | 12.3556 | 0.00097417 | 12.4661 | 12.4661 | 12.4661 | -0.49529 | 12.5347 | 12.5347 | 12.5347 | -0.66678 | 12.5798 | 12.5798 | 12.5798 | -0.80826 | 11.8007 | 11.8007 | 11.8007 | 2.2479 | 11.7919 | 11.7919 | 11.7919 | 2.1003 | 11.8266 | 11.8266 | 11.8266 | 1.8456 | 11.8775 | 11.8775 | 11.8775 | 1.5818 | 11.9385 | 11.9385 | 11.9385 | 1.4453 | 12.006 | 12.006 | 12.006 | 1.1561 | 12.0784 | 12.0784 | 12.0784 | 0.84182 | 12.1584 | 12.1584 | 12.1584 | 0.57969 | 12.232 | 12.232 | 12.232 | 0.2603 | 12.3115 | 12.3115 | 12.3115 | -0.052508 | 12.6412 | 12.6412 | 12.6412 | -1.1026 | 12.8837 | 12.8837 | 12.8837 | -1.6121 | 13.032 | 13.032 | 13.032 | -1.5998 | 13.1257 | 13.1257 | 13.1257 | -1.4702 | 11.8018 | 11.8018 | 11.8018 | 2.2479 | 11.7922 | 11.7922 | 11.7922 | 2.1025 | 11.8358 | 11.8358 | 11.8358 | 1.8561 | 11.9031 | 11.9031 | 11.9031 | 1.6034 | 11.9901 | 11.9901 | 11.9901 | 1.4986 | 12.0928 | 12.0928 | 12.0928 | 1.2207 | 12.1885 | 12.1885 | 12.1885 | 0.92035 | 12.2995 | 12.2995 | 12.2995 | 0.67244 | 12.4215 | 12.4215 | 12.4215 | 0.40389 | 12.5656 | 12.5656 | 12.5656 | 0.14899 | 13.0841 | 13.0841 | 13.0841 | -1.4216 | 13.5583 | 13.5583 | 13.5583 | -4.8199 | 13.8204 | 13.8204 | 13.8204 | -7.4142 | 13.9598 | 13.9598 | 13.9598 | -9.3909 | 11.8018 | 11.8018 | 11.8018 | 2.2479 | 11.7822 | 11.7822 | 11.7822 | 2.1341 | 11.8516 | 11.8516 | 11.8516 | 1.7619 | 11.9202 | 11.9202 | 11.9202 | 1.5128 | 12.0032 | 12.0032 | 12.0032 | 1.4381 | 12.084 | 12.084 | 12.084 | 1.2067 | 12.1727 | 12.1727 | 12.1727 | 0.94576 | 12.2718 | 12.2718 | 12.2718 | 0.74984 | 12.3853 | 12.3853 | 12.3853 | 0.43842 | 12.5424 | 12.5424 | 12.5424 | -0.3904 | 13.0854 | 13.0854 | 13.0854 | -4.2035 | 13.4322 | 13.4322 | 13.4322 | -7.2615 | 13.5466 | 13.5466 | 13.5466 | -8.9995 | 13.4992 | 13.4992 | 13.4992 | -8.5493
SALFORD QUAYS | FREDERICK RD | KEARSLEY | 380334 | 397555 | primary | best view | 31.2513 | 14.4975 | 10.5757 | 18.2551 | 31.2566 | 14.3436 | 10.4634 | 17.518 | 31.3134 | 14.2872 | 10.4223 | 17.4103 | 31.3934 | 14.2413 | 10.3888 | 17.1897 | 31.4564 | 14.174 | 10.3398 | 17.0472 | 31.514 | 14.0813 | 10.2721 | 16.8809 | 31.5726 | 14.0306 | 10.2351 | 16.7256 | 31.6336 | 13.9825 | 10.2 | 16.6022 | 31.6946 | 13.9362 | 10.1662 | 16.4455 | 31.7493 | 13.8815 | 10.1263 | 16.2956 | 31.9809 | 13.5581 | 9.8904 | 15.657 | 32.1813 | 13.4338 | 9.7998 | 15.2327 | 32.3038 | 13.2925 | 9.6967 | 14.9436 | 32.3963 | 13.1501 | 9.5928 | 14.8757 | 31.2512 | 14.4975 | 10.5757 | 18.2551 | 31.2227 | 14.4224 | 10.5209 | 17.9371 | 31.2321 | 14.3849 | 10.4936 | 17.9875 | 31.2604 | 14.325 | 10.4499 | 17.9165 | 31.2474 | 14.2823 | 10.4188 | 17.9271 | 31.2312 | 14.2295 | 10.3802 | 17.9043 | 31.2332 | 14.1954 | 10.3553 | 17.8602 | 31.2522 | 14.1814 | 10.3451 | 17.7981 | 31.2873 | 14.1519 | 10.3236 | 17.6681 | 31.3358 | 14.1261 | 10.3048 | 17.5148 | 31.4114 | 14.0983 | 10.2845 | 17.2519 | 31.4698 | 14.0663 | 10.2611 | 17.0821 | 31.5106 | 14.0846 | 10.2745 | 16.9361 | 31.5335 | 14.0611 | 10.2574 | 16.9146 | 31.2513 | 14.4975 | 10.5757 | 18.2551 | 31.2565 | 14.3449 | 10.4644 | 17.5181 | 31.3133 | 14.2919 | 10.4258 | 17.4104 | 31.3932 | 14.2408 | 10.3885 | 17.1898 | 31.4561 | 14.164 | 10.3325 | 17.0474 | 31.5141 | 14.0921 | 10.28 | 16.8808 | 31.5734 | 14.0389 | 10.2412 | 16.725 | 31.6346 | 13.9917 | 10.2067 | 16.6014 | 31.6957 | 13.943 | 10.1712 | 16.4446 | 31.7482 | 13.8903 | 10.1328 | 16.3023 | 31.9597 | 13.5889 | 9.9129 | 15.6983 | 32.1161 | 13.4609 | 9.8195 | 15.3141 | 32.2174 | 13.323 | 9.7189 | 15.0403 | 32.2738 | 13.1846 | 9.618 | 14.9975 | 31.2515 | 14.4975 | 10.5757 | 18.2551 | 31.248 | 14.344 | 10.4637 | 17.5209 | 31.2982 | 14.2996 | 10.4314 | 17.4246 | 31.3739 | 14.1987 | 10.3578 | 17.2145 | 31.4355 | 14.0901 | 10.2785 | 17.0877 | 31.4966 | 13.9902 | 10.2057 | 16.9339 | 31.5634 | 13.9056 | 10.1439 | 16.7722 | 31.6325 | 13.8333 | 10.0912 | 16.6509 | 31.6952 | 13.7456 | 10.0272 | 16.5017 | 31.7646 | 13.674 | 9.975 | 16.3731 | 32.0588 | 13.2923 | 9.6966 | 15.5514 | 32.3595 | 12.7683 | 9.3143 | 13.8942 | 32.5018 | 12.3576 | 9.0147 | 12.4529 | 32.5044 | 12.063 | 8.7998 | 11.4929 | 31.2515 | 14.4975 | 10.5757 | 18.2551 | 31.2379 | 14.3536 | 10.4707 | 17.5387 | 31.2883 | 14.3212 | 10.4471 | 17.427 | 31.3573 | 14.2347 | 10.384 | 17.2232 | 31.4106 | 14.1489 | 10.3214 | 17.1112 | 31.4628 | 14.0948 | 10.2819 | 16.9749 | 31.5229 | 13.9668 | 10.1886 | 16.8243 | 31.5883 | 13.8161 | 10.0786 | 16.7197 | 31.6607 | 13.8172 | 10.0795 | 16.5642 | 31.7471 | 13.71 | 10.0013 | 16.1838 | 32.0823 | 13.1567 | 9.5976 | 14.2785 | 32.2961 | 12.604 | 9.1944 | 12.7015 | 32.3365 | 12.3408 | 9.0024 | 11.6844 | 32.2543 | 12.3093 | 8.9795 | 11.8846
SANDGATE | BARROW & SANDGATE | HARKER / HUTTON | 321492 | 468870 | primary | best view | 29.9241 | 11.2843 | 8.1103 | 15.6041 | 29.9017 | 11.1764 | 8.0327 | 15.2094 | 29.9434 | 11.0959 | 7.9749 | 15.1417 | 30.018 | 10.8125 | 7.7712 | 14.8572 | 30.1028 | 10.5445 | 7.5785 | 14.6642 | 30.1978 | 10.2932 | 7.3979 | 14.3377 | 30.3011 | 10.0774 | 7.2428 | 13.9801 | 30.4016 | 9.9046 | 7.1186 | 13.8316 | 30.5069 | 9.7663 | 7.0192 | 13.3803 | 30.631 | 9.6381 | 6.9271 | 13.0054 | 31.1505 | 9.1591 | 6.5828 | 11.5707 | 31.5837 | 8.9867 | 6.4589 | 10.8555 | 31.8473 | 10.3257 | 7.4213 | 10.758 | 32.048 | 10.5496 | 7.5822 | 11.0224 | 29.9239 | 11.2843 | 8.1103 | 15.6041 | 29.9064 | 11.1992 | 8.0491 | 15.2944 | 29.9391 | 10.9862 | 7.896 | 15.2254 | 29.9884 | 10.6548 | 7.6578 | 15.0095 | 30.0051 | 10.3788 | 7.4595 | 14.964 | 30.034 | 10.0731 | 7.2397 | 14.6342 | 30.0852 | 9.7847 | 7.0325 | 14.2875 | 30.1567 | 9.6518 | 6.9369 | 14.1495 | 30.2503 | 9.5425 | 6.8584 | 13.7003 | 30.3623 | 9.4395 | 6.7844 | 13.2894 | 30.5007 | 9.2142 | 6.6224 | 12.6197 | 30.6134 | 9.1668 | 6.5884 | 12.144 | 30.7027 | 10.1252 | 7.2772 | 11.8581 | 30.7598 | 11.0131 | 7.9153 | 11.7812 | 29.9241 | 11.2843 | 8.1103 | 15.6041 | 29.9016 | 11.1764 | 8.0327 | 15.2094 | 29.9432 | 11.0968 | 7.9755 | 15.1418 | 30.0176 | 10.9092 | 7.8406 | 14.8574 | 30.1024 | 10.7411 | 7.7198 | 14.6645 | 30.1979 | 10.5769 | 7.6018 | 14.3376 | 30.3025 | 10.4591 | 7.5172 | 13.9794 | 30.4033 | 10.37 | 7.4532 | 13.8306 | 30.5088 | 10.2199 | 7.3452 | 13.3792 | 30.6229 | 10.1077 | 7.2646 | 13.0419 | 31.0805 | 9.6308 | 6.9218 | 11.7528 | 31.4199 | 9.4552 | 6.7956 | 11.1121 | 31.6402 | 10.6158 | 7.6298 | 11.0162 | 31.7746 | 10.595 | 7.6148 | 11.2687 | 29.9246 | 11.2843 | 8.1103 | 15.6041 | 29.8978 | 11.1845 | 8.0385 | 15.183 | 29.9456 | 11.089 | 7.9699 | 15.1025 | 30.0376 | 10.8577 | 7.8036 | 14.8061 | 30.156 | 10.6551 | 7.658 | 14.6587 | 30.2988 | 10.4172 | 7.4871 | 14.2689 | 30.4352 | 10.19 | 7.3238 | 13.8742 | 30.5981 | 10.0081 | 7.193 | 13.7029 | 30.783 | 9.8055 | 7.0474 | 13.2867 | 31.0024 | 9.616 | 6.9112 | 12.9561 | 31.8801 | 8.5371 | 6.1358 | 10.4003 | 32.7335 | 7.0731 | 5.0836 | 3.7259 | 33.2259 | 7.1353 | 5.1283 | -1.6441 | 33.4219 | 6.3401 | 4.5567 | -5.0105 | 29.9246 | 11.2843 | 8.1103 | 15.6041 | 29.8696 | 11.1904 | 8.0428 | 15.2773 | 29.9255 | 11.0428 | 7.9367 | 15.1603 | 30.0097 | 10.7671 | 7.7386 | 14.9012 | 30.1161 | 10.6071 | 7.6236 | 14.768 | 30.2414 | 10.4135 | 7.4844 | 14.4895 | 30.3734 | 10.2251 | 7.349 | 14.1714 | 30.5274 | 10.1501 | 7.2951 | 14.0693 | 30.7156 | 10.0147 | 7.1978 | 13.5304 | 30.9858 | 9.7088 | 6.9779 | 11.9599 | 32.0041 | 9.313 | 6.6934 | 4.626 | 32.6605 | 7.8104 | 5.6135 | -1.3845 | 32.8476 | 7.1135 | 5.1126 | -4.8477 | 32.6824 | 7.2426 | 5.2054 | -3.5281
SCARISBRICK | SKELMERSDALE | WASHWAY FARM / KIRKBY | 338069 | 412086 | primary | best view | 6.1774 | 6.1774 | 6.1774 | 4.0488 | 6.1816 | 6.1816 | 6.1816 | 4.0369 | 6.2069 | 6.2069 | 6.2069 | 3.9707 | 6.2423 | 6.2423 | 6.2423 | 3.8795 | 6.2805 | 6.2805 | 6.2805 | 3.7841 | 6.3216 | 6.3216 | 6.3216 | 3.6944 | 6.3658 | 6.3658 | 6.3658 | 3.5597 | 6.416 | 6.416 | 6.416 | 3.3983 | 6.469 | 6.469 | 6.469 | 3.2344 | 6.5533 | 6.5533 | 6.5533 | 3.0006 | 6.9531 | 6.9531 | 6.9531 | 2.1382 | 7.254 | 7.254 | 7.254 | 1.7548 | 7.3932 | 7.3932 | 7.3932 | 1.6931 | 7.5144 | 7.5144 | 7.5144 | 1.8457 | 6.1787 | 6.1787 | 6.1787 | 4.0488 | 6.1815 | 6.1815 | 6.1815 | 4.0829 | 6.1978 | 6.1978 | 6.1978 | 4.0771 | 6.2088 | 6.2088 | 6.2088 | 4.0706 | 6.2223 | 6.2223 | 6.2223 | 4.0627 | 6.2408 | 6.2408 | 6.2408 | 4.0507 | 6.2636 | 6.2636 | 6.2636 | 3.9877 | 6.2902 | 6.2902 | 6.2902 | 3.8871 | 6.32 | 6.32 | 6.32 | 3.7751 | 6.3526 | 6.3526 | 6.3526 | 3.6483 | 6.4979 | 6.4979 | 6.4979 | 3.2326 | 6.6792 | 6.6792 | 6.6792 | 2.8889 | 6.8524 | 6.8524 | 6.8524 | 2.6536 | 6.9541 | 6.9541 | 6.9541 | 2.5221 | 6.1774 | 6.1774 | 6.1774 | 4.0488 | 6.1815 | 6.1815 | 6.1815 | 4.037 | 6.2068 | 6.2068 | 6.2068 | 3.9708 | 6.242 | 6.242 | 6.242 | 3.8797 | 6.2802 | 6.2802 | 6.2802 | 3.7843 | 6.3217 | 6.3217 | 6.3217 | 3.6943 | 6.3668 | 6.3668 | 6.3668 | 3.559 | 6.4171 | 6.4171 | 6.4171 | 3.3975 | 6.4703 | 6.4703 | 6.4703 | 3.2335 | 6.5505 | 6.5505 | 6.5505 | 3.0181 | 6.9205 | 6.9205 | 6.9205 | 2.2254 | 7.1603 | 7.1603 | 7.1603 | 1.8884 | 7.273 | 7.273 | 7.273 | 1.8338 | 7.346 | 7.346 | 7.346 | 2.0241 | 6.1776 | 6.1776 | 6.1776 | 4.0488 | 6.1892 | 6.1892 | 6.1892 | 4.0317 | 6.2241 | 6.2241 | 6.2241 | 3.9595 | 6.269 | 6.269 | 6.269 | 3.8622 | 6.3252 | 6.3252 | 6.3252 | 3.7509 | 6.3947 | 6.3947 | 6.3947 | 3.6338 | 6.4796 | 6.4796 | 6.4796 | 3.4909 | 6.5775 | 6.5775 | 6.5775 | 3.3289 | 6.6788 | 6.6788 | 6.6788 | 3.1699 | 6.7949 | 6.7949 | 6.7949 | 2.999 | 7.3212 | 7.3212 | 7.3212 | 2.2271 | 7.6445 | 7.6445 | 7.6445 | 1.4274 | 7.8075 | 7.8075 | 7.8075 | 0.99155 | 7.8646 | 7.8646 | 7.8646 | 0.68632 | 6.1776 | 6.1776 | 6.1776 | 4.0488 | 6.1861 | 6.1861 | 6.1861 | 4.0392 | 6.2339 | 6.2339 | 6.2339 | 3.9362 | 6.2872 | 6.2872 | 6.2872 | 3.8312 | 6.3532 | 6.3532 | 6.3532 | 3.7126 | 6.4299 | 6.4299 | 6.4299 | 3.5969 | 6.5199 | 6.5199 | 6.5199 | 3.4613 | 6.621 | 6.621 | 6.621 | 3.3153 | 6.7245 | 6.7245 | 6.7245 | 3.1821 | 6.899 | 6.899 | 6.899 | 2.9362 | 7.3525 | 7.3525 | 7.3525 | 1.8059 | 7.6025 | 7.6025 | 7.6025 | 1.1997 | 7.669 | 7.669 | 7.669 | 1.0076 | 7.6359 | 7.6359 | 7.6359 | 1.1713
SEBERGHAM | CARLISLE | HARKER / HUTTON | 335344 | 542653 | primary | best view | 1.3895 | 1.3895 | 1.3895 | 0.7649 | 1.3952 | 1.3952 | 1.3952 | 0.82216 | 1.4191 | 1.4191 | 1.4191 | 0.71225 | 1.4494 | 1.4494 | 1.4494 | 0.62696 | 1.477 | 1.477 | 1.477 | 0.56815 | 1.5047 | 1.5047 | 1.5047 | 0.44133 | 1.5342 | 1.5342 | 1.5342 | 0.33851 | 1.5682 | 1.5682 | 1.5682 | 0.28448 | 1.6109 | 1.6109 | 1.6109 | 0.21356 | 1.6784 | 1.6784 | 1.6784 | 0.083465 | 1.9527 | 1.9527 | 1.9527 | -0.23595 | 2.182 | 2.182 | 2.182 | -0.48013 | 2.3463 | 2.3463 | 2.3463 | -0.52679 | 2.4709 | 2.4709 | 2.4709 | -0.48094 | 1.3894 | 1.3894 | 1.3894 | 0.7649 | 1.3935 | 1.3935 | 1.3935 | 0.86824 | 1.4101 | 1.4101 | 1.4101 | 0.8159 | 1.424 | 1.424 | 1.424 | 0.79537 | 1.4383 | 1.4383 | 1.4383 | 0.79971 | 1.4558 | 1.4558 | 1.4558 | 0.72745 | 1.4787 | 1.4787 | 1.4787 | 0.64721 | 1.5067 | 1.5067 | 1.5067 | 0.54429 | 1.5393 | 1.5393 | 1.5393 | 0.43367 | 1.5765 | 1.5765 | 1.5765 | 0.20469 | 1.6904 | 1.6904 | 1.6904 | 0.13103 | 1.8514 | 1.8514 | 1.8514 | 0.12609 | 1.9648 | 1.9648 | 1.9648 | 0.11708 | 2.0439 | 2.0439 | 2.0439 | 0.2081 | 1.3895 | 1.3895 | 1.3895 | 0.7649 | 1.3951 | 1.3951 | 1.3951 | 0.82222 | 1.4189 | 1.4189 | 1.4189 | 0.71236 | 1.4491 | 1.4491 | 1.4491 | 0.62714 | 1.4768 | 1.4768 | 1.4768 | 0.56837 | 1.5048 | 1.5048 | 1.5048 | 0.44126 | 1.5351 | 1.5351 | 1.5351 | 0.33779 | 1.5693 | 1.5693 | 1.5693 | 0.28364 | 1.6121 | 1.6121 | 1.6121 | 0.21261 | 1.6764 | 1.6764 | 1.6764 | 0.091165 | 1.9243 | 1.9243 | 1.9243 | -0.18783 | 2.1011 | 2.1011 | 2.1011 | -0.38576 | 2.2406 | 2.2406 | 2.2406 | -0.41677 | 2.3227 | 2.3227 | 2.3227 | -0.34297 | 1.3896 | 1.3896 | 1.3896 | 0.7649 | 1.3978 | 1.3978 | 1.3978 | 0.82795 | 1.429 | 1.429 | 1.429 | 0.7331 | 1.4705 | 1.4705 | 1.4705 | 0.65954 | 1.5207 | 1.5207 | 1.5207 | 0.59972 | 1.5801 | 1.5801 | 1.5801 | 0.49718 | 1.6533 | 1.6533 | 1.6533 | 0.40458 | 1.7251 | 1.7251 | 1.7251 | 0.35792 | 1.8004 | 1.8004 | 1.8004 | 0.24776 | 1.8874 | 1.8874 | 1.8874 | 0.15031 | 2.2752 | 2.2752 | 2.2752 | -0.22461 | 2.5884 | 2.5884 | 2.5884 | -0.64002 | 2.7432 | 2.7432 | 2.7432 | -0.84328 | 2.8025 | 2.8025 | 2.8025 | -0.87974 | 1.3896 | 1.3896 | 1.3896 | 0.7649 | 1.396 | 1.396 | 1.396 | 0.83799 | 1.4371 | 1.4371 | 1.4371 | 0.72992 | 1.4843 | 1.4843 | 1.4843 | 0.66092 | 1.5437 | 1.5437 | 1.5437 | 0.58615 | 1.6108 | 1.6108 | 1.6108 | 0.51687 | 1.6795 | 1.6795 | 1.6795 | 0.41812 | 1.7497 | 1.7497 | 1.7497 | 0.3688 | 1.8283 | 1.8283 | 1.8283 | 0.27077 | 1.9184 | 1.9184 | 1.9184 | 0.13967 | 2.2944 | 2.2944 | 2.2944 | -0.3841 | 2.538 | 2.538 | 2.538 | -0.73516 | 2.605 | 2.605 | 2.605 | -0.84314 | 2.5923 | 2.5923 | 2.5923 | -0.62286
SEDBERGH | KENDAL (PARKSIDE RD) | HARKER / HUTTON | 365151 | 491747 | primary | best view | 18.4683 | 18.4683 | 18.4683 | 13.3103 | 18.4818 | 18.4818 | 18.4818 | 13.1837 | 18.6088 | 18.6088 | 18.6088 | 12.999 | 18.6603 | 18.6603 | 18.6603 | 12.7516 | 18.7161 | 18.7161 | 18.7161 | 12.6293 | 18.7781 | 18.7781 | 18.7781 | 12.4071 | 18.8469 | 18.8469 | 18.8469 | 12.1776 | 18.9256 | 18.9256 | 18.9256 | 11.9538 | 19.0004 | 19.0004 | 19.0004 | 11.7127 | 19.0894 | 19.0894 | 19.0228 | 11.3552 | 19.4647 | 19.4647 | 18.6955 | 10.1538 | 19.7363 | 19.7363 | 18.4931 | 9.5935 | 19.8952 | 19.8952 | 18.3408 | 9.4561 | 19.9867 | 19.9867 | 18.2378 | 9.7026 | 18.4688 | 18.4688 | 18.4688 | 13.3103 | 18.5049 | 18.5049 | 18.5049 | 13.2717 | 18.615 | 18.615 | 18.615 | 13.1572 | 18.6574 | 18.6574 | 18.6574 | 13.0225 | 18.7034 | 18.7034 | 18.7034 | 13.0108 | 18.7371 | 18.7371 | 18.7371 | 12.8821 | 18.7813 | 18.7813 | 18.7813 | 12.7184 | 18.8355 | 18.8355 | 18.8355 | 12.546 | 18.8996 | 18.8996 | 18.8996 | 12.3486 | 18.9747 | 18.9747 | 18.9747 | 12.1018 | 19.1479 | 19.1479 | 19.1479 | 11.5004 | 19.2981 | 19.2981 | 19.0199 | 10.9575 | 19.3893 | 19.3893 | 18.914 | 10.5823 | 19.4409 | 19.4409 | 18.8376 | 10.3883 | 18.4683 | 18.4683 | 18.4683 | 13.3103 | 18.4817 | 18.4817 | 18.4817 | 13.1838 | 18.6098 | 18.6098 | 18.6098 | 12.9985 | 18.6615 | 18.6615 | 18.6615 | 12.7512 | 18.7171 | 18.7171 | 18.7171 | 12.6289 | 18.7791 | 18.7791 | 18.7791 | 12.4067 | 18.848 | 18.848 | 18.848 | 12.1771 | 18.9264 | 18.9264 | 18.9264 | 11.9533 | 18.998 | 18.998 | 18.998 | 11.7138 | 19.0792 | 19.0792 | 19.0293 | 11.3834 | 19.4233 | 19.4233 | 18.7094 | 10.2772 | 19.6447 | 19.6447 | 18.5136 | 9.7654 | 19.7665 | 19.7665 | 18.3632 | 9.6373 | 19.8279 | 19.8279 | 18.2646 | 9.8799 | 18.4679 | 18.4679 | 18.4679 | 13.3103 | 18.4839 | 18.4839 | 18.4839 | 13.1725 | 18.6096 | 18.6096 | 18.6096 | 12.9837 | 18.6792 | 18.6792 | 18.6792 | 12.7381 | 18.7544 | 18.7544 | 18.7544 | 12.609 | 18.8467 | 18.8467 | 18.8467 | 12.3735 | 18.9437 | 18.9437 | 18.9437 | 12.1206 | 19.0507 | 19.0507 | 19.0507 | 11.8814 | 19.1721 | 19.1721 | 19.0689 | 11.6593 | 19.3058 | 19.3058 | 18.9879 | 11.3962 | 19.7814 | 19.7814 | 18.6183 | 10.3043 | 20.1657 | 20.1657 | 18.2785 | 9.1298 | 20.3666 | 20.3666 | 18.0657 | 8.5401 | 20.4461 | 20.4461 | 17.9238 | 8.257 | 18.4679 | 18.4679 | 18.4679 | 13.3103 | 18.4763 | 18.4763 | 18.4763 | 13.1825 | 18.628 | 18.628 | 18.628 | 12.9189 | 18.6902 | 18.6902 | 18.6902 | 12.6581 | 18.7646 | 18.7646 | 18.7646 | 12.5172 | 18.8536 | 18.8536 | 18.8536 | 12.2892 | 18.9584 | 18.9584 | 18.9584 | 12.0559 | 19.0486 | 19.0486 | 18.9713 | 11.8497 | 19.15 | 19.15 | 18.9007 | 11.649 | 19.2708 | 19.2708 | 18.8038 | 11.2557 | 19.7069 | 19.7069 | 18.3234 | 9.6337 | 19.9861 | 19.9861 | 17.902 | 8.7006 | 20.089 | 20.089 | 17.6959 | 8.4044 | 20.0837 | 20.0837 | 17.632 | 8.782
SELSMIRE | PENRITH & SHAP | HARKER / HUTTON | 361018 | 507505 | primary | best view | 4.3314 | 4.3314 | 4.3314 | 1.8511 | 4.3325 | 4.3325 | 4.3325 | 0.87721 | 4.3408 | 4.3408 | 4.3408 | 0.8425 | 4.3519 | 4.3519 | 4.3519 | 0.74152 | 4.365 | 4.365 | 4.365 | 0.75943 | 4.3794 | 4.3794 | 4.3794 | 0.65985 | 4.3953 | 4.3953 | 4.3953 | 0.59088 | 4.4137 | 4.4137 | 4.4137 | 0.60054 | 4.4344 | 4.4344 | 4.4344 | 0.51137 | 4.4598 | 4.4598 | 4.4598 | 0.39743 | 4.5654 | 4.5654 | 4.5654 | -0.049429 | 4.6524 | 4.6524 | 4.6524 | -0.2828 | 4.7071 | 4.7071 | 4.7071 | -0.40426 | 4.7474 | 4.7474 | 4.7474 | -0.3531 | 4.3314 | 4.3314 | 4.3314 | 1.8511 | 4.3351 | 4.3351 | 4.3351 | 1.3536 | 4.3447 | 4.3447 | 4.3447 | 1.3526 | 4.3557 | 4.3557 | 4.3557 | 1.3005 | 4.3681 | 4.3681 | 4.3681 | 1.3471 | 4.3828 | 4.3828 | 4.3828 | 1.2893 | 4.4005 | 4.4005 | 4.4005 | 1.2461 | 4.4211 | 4.4211 | 4.4211 | 1.2681 | 4.4444 | 4.4444 | 4.4444 | 1.1961 | 4.4707 | 4.4707 | 4.4707 | 1.1385 | 4.514 | 4.514 | 4.514 | 0.96599 | 4.5569 | 4.5569 | 4.5569 | 0.72039 | 4.5945 | 4.5945 | 4.5945 | 0.49533 | 4.6234 | 4.6234 | 4.6234 | 0.34244 | 4.3314 | 4.3314 | 4.3314 | 1.8511 | 4.3325 | 4.3325 | 4.3325 | 0.87723 | 4.3408 | 4.3408 | 4.3408 | 0.84252 | 4.3519 | 4.3519 | 4.3519 | 0.74156 | 4.3649 | 4.3649 | 4.3649 | 0.75948 | 4.3794 | 4.3794 | 4.3794 | 0.65984 | 4.3956 | 4.3956 | 4.3956 | 0.59073 | 4.414 | 4.414 | 4.414 | 0.60035 | 4.4347 | 4.4347 | 4.4347 | 0.51118 | 4.4584 | 4.4584 | 4.4584 | 0.40528 | 4.5527 | 4.5527 | 4.5527 | -0.011125 | 4.6223 | 4.6223 | 4.6223 | -0.2279 | 4.6692 | 4.6692 | 4.6692 | -0.34814 | 4.6972 | 4.6972 | 4.6972 | -0.29852 | 4.3315 | 4.3315 | 4.3315 | 1.8511 | 4.3323 | 4.3323 | 4.3323 | 0.87425 | 4.3411 | 4.3411 | 4.3411 | 0.83692 | 4.3545 | 4.3545 | 4.3545 | 0.73198 | 4.3717 | 4.3717 | 4.3717 | 0.73794 | 4.3929 | 4.3929 | 4.3929 | 0.61972 | 4.4183 | 4.4183 | 4.4183 | 0.52432 | 4.4483 | 4.4483 | 4.4483 | 0.51864 | 4.4823 | 4.4823 | 4.4823 | 0.41145 | 4.5223 | 4.5223 | 4.5223 | 0.32615 | 4.6793 | 4.6793 | 4.6793 | -0.041956 | 4.792 | 4.792 | 4.792 | -0.24149 | 4.8416 | 4.8416 | 4.8416 | -0.27396 | 4.8577 | 4.8577 | 4.8577 | -0.24657 | 4.3315 | 4.3315 | 4.3315 | 1.8511 | 4.3305 | 4.3305 | 4.3305 | 0.87796 | 4.3429 | 4.3429 | 4.3429 | 0.82108 | 4.3566 | 4.3566 | 4.3566 | 0.70972 | 4.3741 | 4.3741 | 4.3741 | 0.70327 | 4.3949 | 4.3949 | 4.3949 | 0.58052 | 4.4201 | 4.4201 | 4.4201 | 0.4897 | 4.4492 | 4.4492 | 4.4492 | 0.48928 | 4.4819 | 4.4819 | 4.4819 | 0.3945 | 4.5194 | 4.5194 | 4.5194 | 0.30681 | 4.6608 | 4.6608 | 4.6608 | -0.070861 | 4.7429 | 4.7429 | 4.7429 | -0.20656 | 4.7591 | 4.7591 | 4.7591 | -0.18189 | 4.7503 | 4.7503 | 4.7503 | -0.086646
SETTLE | PADIHAM | PADIHAM | 381588 | 463721 | primary | best view | 13.7268 | 13.7268 | 13.7268 | 7.778 | 13.7269 | 13.7269 | 13.7269 | 7.7366 | 13.7397 | 13.7397 | 13.7397 | 7.658 | 13.7597 | 13.7597 | 13.7597 | 7.548 | 13.7779 | 13.7779 | 13.7779 | 7.4689 | 13.7973 | 13.7973 | 13.7973 | 7.3801 | 13.8179 | 13.8179 | 13.8179 | 7.287 | 13.8412 | 13.8412 | 13.8412 | 7.1881 | 13.8658 | 13.8658 | 13.8658 | 7.0817 | 13.897 | 13.897 | 13.897 | 6.9056 | 14.0382 | 14.0382 | 14.0382 | 6.1768 | 14.1931 | 14.1931 | 14.1931 | 5.6417 | 14.3086 | 14.3086 | 14.3086 | 5.3058 | 14.415 | 14.415 | 14.415 | 5.2449 | 13.7268 | 13.7268 | 13.7268 | 7.778 | 13.7256 | 13.7256 | 13.7256 | 7.7413 | 13.735 | 13.735 | 13.735 | 7.6755 | 13.7497 | 13.7497 | 13.7497 | 7.6148 | 13.7631 | 13.7631 | 13.7631 | 7.555 | 13.7801 | 13.7801 | 13.7801 | 7.4801 | 13.8018 | 13.8018 | 13.8018 | 7.3874 | 13.8293 | 13.8293 | 13.8293 | 7.2784 | 13.8621 | 13.8621 | 13.8621 | 7.1553 | 13.9005 | 13.9005 | 13.9005 | 7.0172 | 13.971 | 13.971 | 13.971 | 6.6903 | 14.0537 | 14.0537 | 14.0537 | 6.2259 | 14.1341 | 14.1341 | 14.1341 | 5.8124 | 14.2013 | 14.2013 | 14.2013 | 5.4903 | 13.7268 | 13.7268 | 13.7268 | 7.778 | 13.7268 | 13.7268 | 13.7268 | 7.7366 | 13.7395 | 13.7395 | 13.7395 | 7.6581 | 13.7594 | 13.7594 | 13.7594 | 7.5481 | 13.7776 | 13.7776 | 13.7776 | 7.4691 | 13.7974 | 13.7974 | 13.7974 | 7.3801 | 13.8188 | 13.8188 | 13.8188 | 7.2865 | 13.8423 | 13.8423 | 13.8423 | 7.1875 | 13.8669 | 13.8669 | 13.8669 | 7.0811 | 13.8972 | 13.8972 | 13.8972 | 6.9095 | 14.0219 | 14.0219 | 14.0219 | 6.2026 | 14.1318 | 14.1318 | 14.1318 | 5.6955 | 14.2253 | 14.2253 | 14.2253 | 5.3691 | 14.2905 | 14.2905 | 14.2905 | 5.3275 | 13.7269 | 13.7269 | 13.7269 | 7.778 | 13.7254 | 13.7254 | 13.7254 | 7.717 | 13.7377 | 13.7377 | 13.7377 | 7.6206 | 13.7588 | 13.7588 | 13.7588 | 7.4887 | 13.7806 | 13.7806 | 13.7806 | 7.3697 | 13.8081 | 13.8081 | 13.8081 | 7.2245 | 13.8412 | 13.8412 | 13.8412 | 7.0532 | 13.8798 | 13.8798 | 13.8798 | 6.8699 | 13.9215 | 13.9215 | 13.9215 | 6.7021 | 13.9696 | 13.9696 | 13.9696 | 6.5256 | 14.2063 | 14.2063 | 14.2063 | 5.6225 | 14.4564 | 14.4564 | 14.4564 | 4.0986 | 14.6021 | 14.6021 | 14.6021 | 3.0495 | 14.6689 | 14.6689 | 14.6689 | 2.2665 | 13.7269 | 13.7269 | 13.7269 | 7.778 | 13.7198 | 13.7198 | 13.7198 | 7.7393 | 13.7314 | 13.7314 | 13.7314 | 7.6462 | 13.7495 | 13.7495 | 13.7495 | 7.5208 | 13.7685 | 13.7685 | 13.7685 | 7.3986 | 13.7942 | 13.7942 | 13.7942 | 7.2599 | 13.8272 | 13.8272 | 13.8272 | 7.1105 | 13.8666 | 13.8666 | 13.8666 | 6.9523 | 13.9111 | 13.9111 | 13.9111 | 6.7947 | 13.9701 | 13.9701 | 13.9701 | 6.4158 | 14.2499 | 14.2499 | 14.2499 | 4.6262 | 14.4516 | 14.4516 | 14.4516 | 3.2696 | 14.533 | 14.533 | 14.533 | 2.5688 | 14.5328 | 14.5328 | 14.5328 | 2.7029
MOSS SIDE (Leyland) & SEVEN STARS | LEYLAND | PENWORTHAM WEST / STANAH | 352653 | 421636 | primary | best view | 31.9369 | 14.3383 | 10.3052 | 9.7744 | 31.9139 | 13.8828 | 9.9779 | 7.9584 | 32.0192 | 13.7481 | 9.881 | 7.6845 | 32.1402 | 13.5342 | 9.7273 | 7.083 | 32.2602 | 13.3525 | 9.5967 | 6.7133 | 32.3806 | 13.1032 | 9.4175 | 6.1315 | 32.5115 | 12.8629 | 9.2448 | 5.6558 | 32.6646 | 12.6796 | 9.1131 | 5.1566 | 32.8363 | 12.4512 | 8.9489 | 4.5644 | 33.0352 | 12.1883 | 8.76 | 3.8833 | 34.2314 | 11.0601 | 7.9491 | 1.385 | 35.5857 | 10.1425 | 7.2896 | -0.21009 | 36.5911 | 9.4463 | 6.7893 | -0.61178 | 37.6027 | 9.3101 | 6.6913 | -0.93268 | 31.936 | 14.3383 | 10.3052 | 9.7744 | 31.8515 | 14.166 | 10.1814 | 8.9542 | 31.8612 | 14.1286 | 10.1545 | 8.9532 | 31.8987 | 14.0314 | 10.0847 | 8.7061 | 31.9002 | 14.0276 | 10.0819 | 8.7171 | 31.9051 | 13.9187 | 10.0036 | 8.4842 | 31.9439 | 13.8293 | 9.9394 | 8.2597 | 32.0089 | 13.7257 | 9.8649 | 7.9728 | 32.0996 | 13.5804 | 9.7605 | 7.5488 | 32.2148 | 13.4184 | 9.644 | 7.0803 | 32.8452 | 12.7988 | 9.1988 | 5.6679 | 33.5179 | 12.4678 | 8.9608 | 4.6659 | 34.1922 | 12.1755 | 8.7507 | 4.0556 | 34.7759 | 11.8845 | 8.5416 | 3.6729 | 31.9369 | 14.3383 | 10.3052 | 9.7744 | 31.9127 | 13.9163 | 10.0019 | 7.9589 | 32.0195 | 13.7345 | 9.8712 | 7.6844 | 32.1399 | 13.5478 | 9.7371 | 7.0834 | 32.2591 | 13.3555 | 9.5989 | 6.714 | 32.3828 | 13.119 | 9.4289 | 6.1303 | 32.5213 | 12.8765 | 9.2546 | 5.6504 | 32.6754 | 12.6953 | 9.1244 | 5.1505 | 32.843 | 12.4626 | 8.9571 | 4.5602 | 33.026 | 12.218 | 8.7813 | 3.9383 | 34.0397 | 11.1494 | 8.0133 | 1.765 | 34.9617 | 10.341 | 7.4323 | 0.54864 | 35.727 | 9.7515 | 7.0086 | 0.3012 | 36.3411 | 9.7245 | 6.9892 | 0.46323 | 31.9388 | 14.3383 | 10.3052 | 9.7744 | 31.9047 | 13.8865 | 9.9805 | 7.9769 | 32.009 | 13.6614 | 9.8187 | 7.7412 | 32.1432 | 13.3403 | 9.5879 | 7.1837 | 32.2886 | 13.0803 | 9.4011 | 6.8849 | 32.4729 | 12.7056 | 9.1317 | 6.3705 | 32.7014 | 12.3975 | 8.9103 | 5.9576 | 32.978 | 12.1756 | 8.7508 | 5.5282 | 33.2931 | 11.9002 | 8.5529 | 5.0575 | 33.6627 | 11.564 | 8.3112 | 4.5674 | 35.7314 | 10.3347 | 7.4278 | 1.7462 | 38.1019 | 8.3613 | 6.0095 | -3.3782 | 39.6614 | 7.0586 | 5.0732 | -6.9189 | 37.3994 | 6.1575 | 4.4255 | -9.083 | 31.9388 | 14.3383 | 10.3052 | 9.7744 | 31.9069 | 13.9237 | 10.0072 | 8.0233 | 32.0512 | 13.706 | 9.8508 | 7.6287 | 32.205 | 13.3679 | 9.6078 | 7.054 | 32.3665 | 13.0092 | 9.35 | 6.7742 | 32.5823 | 12.5355 | 9.0095 | 6.2993 | 32.8728 | 12.0533 | 8.663 | 5.9083 | 33.2126 | 11.8212 | 8.4962 | 5.5117 | 33.5898 | 11.553 | 8.3034 | 4.9746 | 34.1001 | 11.1148 | 7.9885 | 3.767 | 36.5317 | 9.3264 | 6.7031 | -1.8408 | 38.5392 | 7.5341 | 5.4149 | -6.3885 | 39.4398 | 6.6592 | 4.7861 | -8.6381 | 39.5514 | 6.676 | 4.7981 | -7.8207
SHANNON ST SOUTH | BLACKPOOL | PENWORTHAM WEST / STANAH | 330806 | 435291 | primary | best view | 33.0628 | 10.9978 | 8.0228 | 11.3324 | 33.0646 | 10.941 | 7.9813 | 11.4065 | 33.1318 | 10.8686 | 7.9285 | 11.3422 | 33.2509 | 10.7183 | 7.8188 | 11.0444 | 33.3788 | 10.5546 | 7.6994 | 10.7919 | 33.5201 | 10.3882 | 7.578 | 10.4693 | 33.6784 | 10.2377 | 7.4683 | 10.1867 | 33.8575 | 10.0879 | 7.359 | 9.7932 | 34.0447 | 9.9293 | 7.2433 | 9.3927 | 34.2559 | 9.7655 | 7.1238 | 8.9765 | 35.2005 | 9.0661 | 6.6136 | 7.3818 | 36.0303 | 8.7206 | 6.3616 | 6.0166 | 36.5001 | 8.6366 | 6.3003 | 5.45 | 36.6911 | 8.649 | 6.3093 | 5.5042 | 33.0625 | 10.9978 | 8.0228 | 11.3324 | 33.0822 | 10.9544 | 7.9911 | 11.3355 | 33.1388 | 10.9174 | 7.9641 | 11.2541 | 33.2428 | 10.8259 | 7.8973 | 10.99 | 33.3453 | 10.7535 | 7.8445 | 10.7814 | 33.4747 | 10.6503 | 7.7692 | 10.4513 | 33.6467 | 10.4497 | 7.6229 | 9.5484 | 33.8598 | 10.2081 | 7.4467 | 8.4101 | 34.1129 | 9.9303 | 7.244 | 7.096 | 34.3659 | 9.6047 | 7.0065 | 5.523 | 35.0612 | 9.3934 | 6.8523 | 4.8231 | 35.6768 | 9.2505 | 6.7481 | 4.3565 | 35.919 | 9.3017 | 6.7854 | 4.2308 | 35.9898 | 9.3319 | 6.8075 | 4.2176 | 33.0628 | 10.9978 | 8.0228 | 11.3324 | 33.0636 | 10.9404 | 7.9809 | 11.4068 | 33.1428 | 10.8673 | 7.9275 | 11.3393 | 33.2618 | 10.7152 | 7.8166 | 11.0414 | 33.389 | 10.5514 | 7.6971 | 10.7891 | 33.5286 | 10.3821 | 7.5736 | 10.4669 | 33.6846 | 10.235 | 7.4663 | 10.185 | 33.8608 | 10.0855 | 7.3573 | 9.7923 | 34.0211 | 9.9281 | 7.2424 | 9.4013 | 34.2091 | 9.7727 | 7.129 | 9.0262 | 35.0578 | 9.1128 | 6.6477 | 7.5958 | 35.7318 | 8.7969 | 6.4172 | 6.429 | 35.9963 | 8.7379 | 6.3742 | 6.0147 | 36.0766 | 8.7677 | 6.3959 | 6.1563 | 33.0636 | 10.9978 | 8.0228 | 11.3324 | 33.0727 | 10.9426 | 7.9825 | 11.3831 | 33.1505 | 10.836 | 7.9047 | 11.3311 | 33.278 | 10.6135 | 7.7424 | 11.0499 | 33.425 | 10.3945 | 7.5827 | 10.8168 | 33.6121 | 10.1786 | 7.4251 | 10.5182 | 33.8271 | 9.9739 | 7.2758 | 10.2499 | 34.0411 | 9.7804 | 7.1347 | 9.8773 | 34.281 | 9.5708 | 6.9818 | 9.4576 | 34.576 | 9.3438 | 6.8162 | 8.9274 | 35.8234 | 8.1118 | 5.9174 | 5.6919 | 37.1475 | 6.3452 | 4.6287 | -1.8649 | 31.5535 | 5.1183 | 3.7337 | -7.6972 | 26.065 | 4.228 | 3.0843 | -11.555 | 33.0636 | 10.9978 | 8.0228 | 11.3324 | 33.0346 | 10.9565 | 7.9926 | 11.4841 | 33.1039 | 10.7555 | 7.846 | 11.395 | 33.198 | 10.5086 | 7.6659 | 11.1735 | 33.3124 | 10.2514 | 7.4783 | 11.008 | 33.4689 | 10.0349 | 7.3203 | 10.8006 | 33.6862 | 9.8246 | 7.1669 | 10.6172 | 33.91 | 9.6343 | 7.0281 | 10.3239 | 34.1781 | 9.4034 | 6.8597 | 9.7968 | 34.5293 | 8.9325 | 6.5161 | 8.0036 | 35.7349 | 6.8476 | 4.9952 | -0.19495 | 30.5329 | 4.9527 | 3.613 | -7.0838 | 26.3306 | 4.2711 | 3.1157 | -11.134 | 26.7347 | 4.3366 | 3.1635 | -10.115
SHAP | PENRITH & SHAP | HARKER / HUTTON | 356910 | 513357 | primary | best view | 12.277 | 12.277 | 12.277 | 7.1217 | 12.2736 | 12.2736 | 12.2736 | 6.9909 | 12.2833 | 12.2833 | 12.2833 | 7.0524 | 12.2993 | 12.2993 | 12.2993 | 6.9527 | 12.3154 | 12.3154 | 12.3154 | 6.9587 | 12.3322 | 12.3322 | 12.3322 | 6.841 | 12.3509 | 12.3509 | 12.3509 | 6.7831 | 12.3737 | 12.3737 | 12.3737 | 6.8428 | 12.3985 | 12.3985 | 12.3985 | 6.724 | 12.4282 | 12.4282 | 12.4282 | 6.6346 | 14.6161 | 14.6161 | 14.6161 | 4.3586 | 16.9257 | 16.9257 | 14.4854 | 1.9828 | 17.0934 | 17.0934 | 14.3732 | 1.7741 | 17.3399 | 17.3399 | 14.3304 | 1.6314 | 12.2768 | 12.2768 | 12.2768 | 7.1217 | 12.2703 | 12.2703 | 12.2703 | 7.0292 | 12.2735 | 12.2735 | 12.2735 | 7.142 | 12.2812 | 12.2812 | 12.2812 | 7.1068 | 12.2879 | 12.2879 | 12.2879 | 7.1747 | 12.2969 | 12.2969 | 12.2969 | 7.1183 | 12.312 | 12.312 | 12.312 | 7.1021 | 12.3321 | 12.3321 | 12.3321 | 7.1826 | 12.357 | 12.357 | 12.357 | 7.0854 | 12.3869 | 12.3869 | 12.3869 | 7.0206 | 12.4689 | 12.4689 | 12.4689 | 6.9691 | 12.5719 | 12.5719 | 12.5719 | 6.834 | 12.6916 | 12.6916 | 12.6916 | 6.6869 | 12.7945 | 12.7945 | 12.7945 | 6.6094 | 12.277 | 12.277 | 12.277 | 7.1217 | 12.2735 | 12.2735 | 12.2735 | 6.991 | 12.283 | 12.283 | 12.283 | 7.0526 | 12.2989 | 12.2989 | 12.2989 | 6.9531 | 12.3149 | 12.3149 | 12.3149 | 6.9591 | 12.3324 | 12.3324 | 12.3324 | 6.8409 | 12.3527 | 12.3527 | 12.3527 | 6.7817 | 12.3758 | 12.3758 | 12.3758 | 6.8412 | 12.4009 | 12.4009 | 12.4009 | 6.7221 | 12.4288 | 12.4288 | 12.4288 | 6.6371 | 14.5878 | 14.5878 | 14.5878 | 4.3951 | 16.8156 | 16.8156 | 14.4997 | 2.0923 | 16.9433 | 16.9433 | 14.3879 | 1.9161 | 17.1141 | 17.1141 | 14.3594 | 1.8358 | 12.2771 | 12.2771 | 12.2771 | 7.1217 | 12.271 | 12.271 | 12.271 | 6.991 | 12.2795 | 12.2795 | 12.2795 | 7.0563 | 12.2974 | 12.2974 | 12.2974 | 6.9578 | 12.3181 | 12.3181 | 12.3181 | 6.9604 | 12.3464 | 12.3464 | 12.3464 | 6.8333 | 12.3829 | 12.3829 | 12.3829 | 6.7579 | 12.425 | 12.425 | 12.425 | 6.7957 | 12.4727 | 12.4727 | 12.4727 | 6.6638 | 12.5294 | 12.5294 | 12.5294 | 6.5734 | 12.8653 | 12.8653 | 12.8653 | 6.1434 | 15.8566 | 15.8566 | 14.3258 | 2.7067 | 16.0651 | 16.0651 | 14.1702 | 2.1799 | 16.1485 | 16.1485 | 14.0616 | 1.8936 | 12.2771 | 12.2771 | 12.2771 | 7.1217 | 12.2698 | 12.2698 | 12.2698 | 6.9972 | 12.2837 | 12.2837 | 12.2837 | 7.0517 | 12.3038 | 12.3038 | 12.3038 | 6.9514 | 12.3264 | 12.3264 | 12.3264 | 6.9523 | 12.3599 | 12.3599 | 12.3599 | 6.8245 | 13.6899 | 13.6899 | 13.6899 | 5.4193 | 13.685 | 13.685 | 13.685 | 5.5215 | 13.6846 | 13.6846 | 13.6846 | 5.4555 | 13.6947 | 13.6947 | 13.6947 | 5.3319 | 15.174 | 15.174 | 14.5274 | 3.3462 | 15.6488 | 15.6488 | 14.2622 | 2.4814 | 15.7664 | 15.7664 | 14.0947 | 2.1556 | 15.7711 | 15.7711 | 14.1133 | 2.3171
SHAW | ROYTON | WHITEGATE | 394298 | 409450 | primary | best view | 30.932 | 10.8759 | 7.9338 | 15.4193 | 30.9209 | 10.7182 | 7.8188 | 15.4075 | 30.9816 | 10.5067 | 7.6645 | 15.1814 | 31.0759 | 10.247 | 7.475 | 14.8203 | 31.1915 | 9.9685 | 7.2719 | 14.4602 | 31.3181 | 9.6888 | 7.0678 | 14.0463 | 31.4557 | 9.5417 | 6.9605 | 13.6991 | 31.6143 | 9.3917 | 6.8511 | 13.2567 | 31.7581 | 9.212 | 6.7201 | 12.6913 | 31.906 | 9.0761 | 6.6209 | 12.0995 | 32.6747 | 8.7562 | 6.3875 | 9.9136 | 33.4242 | 8.904 | 6.4953 | 8.7869 | 33.9642 | 9.3884 | 6.8487 | 8.455 | 34.4782 | 9.4482 | 6.8924 | 8.4499 | 30.9315 | 10.8759 | 7.9338 | 15.4193 | 30.923 | 10.7192 | 7.8195 | 15.3813 | 30.9627 | 10.4182 | 7.5999 | 15.1998 | 31.0184 | 10.1277 | 7.388 | 14.9586 | 31.0787 | 9.8584 | 7.1915 | 14.7553 | 31.1525 | 9.6034 | 7.0055 | 14.4634 | 31.2462 | 9.4705 | 6.9086 | 14.1953 | 31.3411 | 9.3918 | 6.8512 | 13.8323 | 31.4237 | 9.2982 | 6.7829 | 13.4087 | 31.5173 | 9.202 | 6.7127 | 12.9941 | 31.8605 | 8.9469 | 6.5266 | 11.6594 | 32.2108 | 8.8636 | 6.4659 | 10.674 | 32.5622 | 9.1109 | 6.6463 | 10.0382 | 32.8743 | 9.4393 | 6.8859 | 9.5833 | 30.932 | 10.8759 | 7.9338 | 15.4193 | 30.9206 | 10.7179 | 7.8186 | 15.4076 | 30.981 | 10.5065 | 7.6644 | 15.1817 | 31.075 | 10.2464 | 7.4746 | 14.8208 | 31.1903 | 9.9678 | 7.2713 | 14.4608 | 31.3185 | 9.6874 | 7.0668 | 14.0461 | 31.4595 | 9.5414 | 6.9603 | 13.6972 | 31.6187 | 9.3919 | 6.8512 | 13.254 | 31.763 | 9.2115 | 6.7197 | 12.6882 | 31.9001 | 9.0848 | 6.6272 | 12.1525 | 32.5743 | 8.7929 | 6.4143 | 10.1751 | 33.1423 | 8.9713 | 6.5445 | 9.2021 | 33.593 | 9.4575 | 6.8991 | 8.8975 | 33.9493 | 9.5364 | 6.9567 | 8.9502 | 30.9333 | 10.8759 | 7.9338 | 15.4193 | 30.9171 | 10.8803 | 7.9371 | 15.4003 | 30.9909 | 10.799 | 7.8777 | 15.1862 | 31.1151 | 10.6576 | 7.7746 | 14.8399 | 31.2823 | 10.4875 | 7.6505 | 14.5206 | 31.4892 | 10.3077 | 7.5193 | 14.1479 | 31.6975 | 10.1625 | 7.4134 | 13.829 | 31.9068 | 10.0221 | 7.311 | 13.424 | 32.1244 | 9.8789 | 7.2065 | 13.021 | 32.3817 | 9.7396 | 7.1049 | 12.6399 | 33.6927 | 8.8531 | 6.4582 | 9.747 | 35.2537 | 7.5497 | 5.5074 | 3.9086 | 36.1389 | 6.4822 | 4.7287 | -0.78754 | 35.6946 | 5.79 | 4.2237 | -3.9428 | 30.9333 | 10.8759 | 7.9338 | 15.4193 | 30.9013 | 10.7281 | 7.826 | 15.4705 | 31.0165 | 10.4359 | 7.6128 | 15.1563 | 31.1525 | 10.0176 | 7.3077 | 14.8223 | 31.3252 | 9.7466 | 7.11 | 14.5351 | 31.5343 | 9.6292 | 7.0243 | 14.2215 | 31.7325 | 9.5713 | 6.9821 | 13.9585 | 31.9383 | 9.497 | 6.9279 | 13.6219 | 32.1938 | 9.386 | 6.847 | 13.0625 | 32.5779 | 9.1521 | 6.6763 | 11.6933 | 34.2704 | 9.0931 | 6.6333 | 5.1402 | 35.3644 | 7.828 | 5.7104 | -0.19379 | 35.7654 | 7.0742 | 5.1605 | -3.3065 | 35.7384 | 7.0672 | 5.1554 | -2.5687
Siddick | STAINBURN & SIDDICK | HARKER / HUTTON | 300289 | 530805 | primary | best view | 2.6844 | 0.44197 | 0.31765 | 2.6844 | 2.6844 | 0.44197 | 0.31765 | 2.6844 | 2.6844 | 0.44197 | 0.31765 | 2.6844 | 2.6844 | 0.44197 | 0.31765 | 2.6844 | 2.6844 | 0.44197 | 0.31765 | 2.6844 | 2.6844 | 0.44197 | 0.31765 | 2.6844 | 2.6844 | 0.44197 | 0.31765 | 2.6844 | 2.6844 | 0.44197 | 0.31765 | 2.6844 | 2.6844 | 0.44197 | 0.31765 | 2.6844 | 2.6844 | 0.44197 | 0.31765 | 2.6844 | 2.6844 | 0.44197 | 0.31765 | 2.6844 | 2.6844 | 0.44197 | 0.31765 | 2.6844 | 2.6844 | 0.44197 | 0.31765 | 2.6844 | 2.6844 | 0.44197 | 0.31765 | 2.6844 | 2.6844 | 0.44197 | 0.31765 | 2.6844 | 2.6844 | 0.44197 | 0.31765 | 2.6844 | 2.6844 | 0.44197 | 0.31765 | 2.6844 | 2.6844 | 0.44197 | 0.31765 | 2.6844 | 2.6844 | 0.44197 | 0.31765 | 2.6844 | 2.6844 | 0.44197 | 0.31765 | 2.6844 | 2.6844 | 0.44197 | 0.31765 | 2.6844 | 2.6844 | 0.44197 | 0.31765 | 2.6844 | 2.6844 | 0.44197 | 0.31765 | 2.6844 | 2.6844 | 0.44197 | 0.31765 | 2.6844 | 2.6844 | 0.44197 | 0.31765 | 2.6844 | 2.6844 | 0.44197 | 0.31765 | 2.6844 | 2.6844 | 0.44197 | 0.31765 | 2.6844 | 2.6844 | 0.44197 | 0.31765 | 2.6844 | 2.6844 | 0.44197 | 0.31765 | 2.6844 | 2.6844 | 0.44197 | 0.31765 | 2.6844 | 2.6844 | 0.44197 | 0.31765 | 2.6844 | 2.6844 | 0.44197 | 0.31765 | 2.6844 | 2.6844 | 0.44197 | 0.31765 | 2.6844 | 2.6844 | 0.44197 | 0.31765 | 2.6844 | 2.6844 | 0.44197 | 0.31765 | 2.6844 | 2.6844 | 0.44197 | 0.31765 | 2.6844 | 2.6844 | 0.44197 | 0.31765 | 2.6844 | 2.6844 | 0.44197 | 0.31765 | 2.6844 | 2.6844 | 0.44197 | 0.31765 | 2.6844 | 2.6844 | 0.44197 | 0.31765 | 2.6844 | 2.6844 | 0.44197 | 0.31765 | 2.6844 | 2.6844 | 0.44197 | 0.31765 | 2.6844 | 2.6844 | 0.44197 | 0.31765 | 2.6844 | 2.6844 | 0.44197 | 0.31765 | 2.6844 | 2.6844 | 0.44197 | 0.31765 | 2.6844 | 2.6844 | 0.44197 | 0.31765 | 2.6844 | 2.6844 | 0.44197 | 0.31765 | 2.6844 | 2.6844 | 0.44197 | 0.31765 | 2.6844 | 2.6844 | 0.44197 | 0.31765 | 2.6844 | 2.6844 | 0.44197 | 0.31765 | 2.6844 | 2.6844 | 0.44197 | 0.31765 | 2.6844 | 2.6844 | 0.44197 | 0.31765 | 2.6844 | 2.6844 | 0.44197 | 0.31765 | 2.6844 | 2.6844 | 0.44197 | 0.31765 | 2.6844 | 2.6844 | 0.44197 | 0.31765 | 2.6844 | 2.6844 | 0.44197 | 0.31765 | 2.6844 | 2.6844 | 0.44197 | 0.31765 | 2.6844 | 2.6844 | 0.44197 | 0.31765 | 2.6844 | 2.6844 | 0.44197 | 0.31765 | 2.6844 | 2.6844 | 0.44197 | 0.31765 | 2.6844 | 2.6844 | 0.44197 | 0.31765 | 2.6844 | 2.6844 | 0.44197 | 0.31765 | 2.6844 | 2.6844 | 0.44197 | 0.31765 | 2.6844 | 2.6844 | 0.44197 | 0.31765 | 2.6844 | 2.6844 | 0.44197 | 0.31765 | 2.6844 | 2.6844 | 0.44197 | 0.31765 | 2.6844 | 2.6844 | 0.44197 | 0.31765 | 2.6844 | 2.6844 | 0.44197 | 0.31765 | 2.6844 | 2.6844 | 0.44197 | 0.31765 | 2.6844 | 2.6844 | 0.44197 | 0.31765 | 2.6844
SILLOTH | CARLISLE | HARKER / HUTTON | 311307 | 553464 | primary | best view | 36.2853 | 21.0992 | 15.1644 | 36.2853 | 36.2798 | 21.0721 | 15.1449 | 36.2798 | 36.3535 | 21.0547 | 15.1325 | 36.3535 | 36.4199 | 20.9958 | 15.0901 | 36.4199 | 36.464 | 20.9529 | 15.0592 | 36.464 | 36.5091 | 20.8861 | 15.0112 | 36.5091 | 36.558 | 20.8254 | 14.9677 | 36.558 | 36.6137 | 20.7795 | 14.9346 | 36.6137 | 36.6744 | 20.7131 | 14.8869 | 36.6744 | 36.7465 | 20.5886 | 14.7975 | 36.7465 | 37.0376 | 20.2332 | 14.542 | 37.0376 | 37.2862 | 20.0386 | 14.4021 | 37.2862 | 37.4334 | 20.2617 | 14.5625 | 37.4334 | 37.5345 | 20.5157 | 14.745 | 37.5345 | 36.2852 | 21.0992 | 15.1644 | 36.2852 | 36.2712 | 21.0944 | 15.161 | 36.2712 | 36.3179 | 21.0934 | 15.1602 | 36.3179 | 36.3482 | 21.065 | 15.1398 | 36.3482 | 36.3753 | 21.0602 | 15.1364 | 36.3753 | 36.4009 | 21.0263 | 15.112 | 36.4009 | 36.4389 | 20.9902 | 15.0861 | 36.4389 | 36.4919 | 20.9599 | 15.0643 | 36.4919 | 36.5593 | 20.8999 | 15.0212 | 36.5593 | 36.6393 | 20.8263 | 14.9683 | 36.6393 | 36.7451 | 20.6864 | 14.8677 | 36.7451 | 36.8378 | 20.5673 | 14.7821 | 36.8378 | 36.9072 | 20.8065 | 14.954 | 36.9072 | 36.9512 | 21.1634 | 15.2106 | 36.9512 | 36.2853 | 21.0992 | 15.1644 | 36.2853 | 36.2796 | 21.0721 | 15.1449 | 36.2796 | 36.3543 | 21.0547 | 15.1325 | 36.3543 | 36.42 | 20.9957 | 15.0901 | 36.42 | 36.464 | 20.9528 | 15.0592 | 36.464 | 36.5095 | 20.886 | 15.0112 | 36.5095 | 36.5593 | 20.7933 | 14.9446 | 36.5593 | 36.615 | 20.7583 | 14.9194 | 36.615 | 36.6747 | 20.6964 | 14.8749 | 36.6747 | 36.7416 | 20.58 | 14.7913 | 36.7416 | 36.9987 | 20.2177 | 14.5309 | 36.9987 | 37.1837 | 20.0328 | 14.3979 | 37.1837 | 37.2957 | 20.2721 | 14.5699 | 37.2957 | 37.3535 | 20.5483 | 14.7685 | 37.3535 | 36.2853 | 21.0992 | 15.1644 | 36.2853 | 36.2768 | 21.0691 | 15.1428 | 36.2768 | 36.3509 | 21.0347 | 15.118 | 36.3509 | 36.4192 | 20.9389 | 15.0492 | 36.4192 | 36.4724 | 20.879 | 15.0062 | 36.4724 | 36.533 | 20.7918 | 14.9435 | 36.533 | 36.6029 | 20.7082 | 14.8834 | 36.6029 | 36.6859 | 20.6393 | 14.8339 | 36.6859 | 36.7786 | 20.5477 | 14.768 | 36.7786 | 36.888 | 20.4065 | 14.6665 | 36.888 | 37.3206 | 19.9564 | 14.3431 | 37.3206 | 37.6856 | 19.3662 | 13.9189 | 37.6856 | 37.8615 | 19.0944 | 13.7235 | 37.1167 | 37.9077 | 18.8457 | 13.5448 | 36.3936 | 36.2853 | 21.0992 | 15.1644 | 36.2853 | 36.2682 | 21.0746 | 15.1467 | 36.2682 | 36.3668 | 21.0542 | 15.1321 | 36.3668 | 36.4151 | 20.9902 | 15.086 | 36.4151 | 36.4634 | 20.936 | 15.0471 | 36.4634 | 36.5175 | 20.2621 | 14.5628 | 36.5175 | 36.5859 | 20.2019 | 14.5195 | 36.5859 | 36.6662 | 20.2386 | 14.5459 | 36.6662 | 36.757 | 20.2873 | 14.5809 | 36.757 | 36.8682 | 20.2907 | 14.5833 | 36.8682 | 37.2968 | 19.6476 | 14.1211 | 37.2968 | 37.571 | 19.3154 | 13.8824 | 37.2989 | 37.6376 | 19.3554 | 13.9111 | 36.5675 | 37.5802 | 19.4828 | 14.0026 | 36.893
SKELMERSDALE | SKELMERSDALE | WASHWAY FARM / KIRKBY | 347198 | 407434 | primary | best view | 12.7156 | 2.0935 | 1.5047 | 12.7156 | 11.2203 | 1.8473 | 1.3277 | 11.2203 | 2.6844 | 0.44197 | 0.31765 | 2.6844 | 2.6844 | 0.44197 | 0.31765 | 2.6844 | 2.6844 | 0.44197 | 0.31765 | 2.6844 | 2.6844 | 0.44197 | 0.31765 | 2.6844 | 2.6844 | 0.44197 | 0.31765 | 2.6844 | 2.6844 | 0.44197 | 0.31765 | 2.6844 | 2.6844 | 0.44197 | 0.31765 | 2.6844 | 2.6844 | 0.44197 | 0.31765 | 2.6844 | 2.6844 | 0.44197 | 0.31765 | 2.6844 | 2.6844 | 0.44197 | 0.31765 | 2.6844 | 10.7959 | 1.7775 | 1.2775 | 6.4418 | 20.4014 | 3.3589 | 2.4141 | 5.8639 | 12.7156 | 2.0935 | 1.5047 | 12.7156 | 11.6626 | 1.9202 | 1.3801 | 11.6626 | 2.6844 | 0.44197 | 0.31765 | 2.6844 | 2.6844 | 0.44197 | 0.31765 | 2.6844 | 2.6844 | 0.44197 | 0.31765 | 2.6844 | 2.6844 | 0.44197 | 0.31765 | 2.6844 | 2.6844 | 0.44197 | 0.31765 | 2.6844 | 2.6844 | 0.44197 | 0.31765 | 2.6844 | 2.6844 | 0.44197 | 0.31765 | 2.6844 | 2.6844 | 0.44197 | 0.31765 | 2.6844 | 2.6844 | 0.44197 | 0.31765 | 2.6844 | 2.6844 | 0.44197 | 0.31765 | 2.6844 | 2.6844 | 0.44197 | 0.31765 | 2.6844 | 2.6844 | 0.44197 | 0.31765 | 2.6844 | 12.7156 | 2.0935 | 1.5047 | 12.7156 | 11.218 | 1.847 | 1.3274 | 11.218 | 2.6844 | 0.44197 | 0.31765 | 2.6844 | 2.6844 | 0.44197 | 0.31765 | 2.6844 | 2.6844 | 0.44197 | 0.31765 | 2.6844 | 2.6844 | 0.44197 | 0.31765 | 2.6844 | 2.6844 | 0.44197 | 0.31765 | 2.6844 | 2.6844 | 0.44197 | 0.31765 | 2.6844 | 2.6844 | 0.44197 | 0.31765 | 2.6844 | 2.6844 | 0.44197 | 0.31765 | 2.6844 | 2.6844 | 0.44197 | 0.31765 | 2.6844 | 2.6844 | 0.44197 | 0.31765 | 2.6844 | 11.7594 | 1.9361 | 1.3915 | 7.2161 | 21.8686 | 3.6005 | 2.5878 | 6.9866 | 12.7156 | 2.0935 | 1.5047 | 12.7156 | 8.3998 | 1.383 | 0.99396 | 8.3998 | 2.6844 | 0.44197 | 0.31765 | 2.6844 | 2.6844 | 0.44197 | 0.31765 | 2.6844 | 2.6844 | 0.44197 | 0.31765 | 2.6844 | 2.6844 | 0.44197 | 0.31765 | 2.6844 | -0.13446 | -0.051035 | -0.041701 | -0.13446 | -0.81072 | -0.30772 | -0.25144 | -0.81072 | -1.4897 | -0.56544 | -0.46202 | -1.4897 | -2.2344 | -0.84808 | -0.69296 | -2.2344 | -5.0628 | -1.9217 | -1.5702 | -5.0628 | -0.78208 | -0.29685 | -0.24255 | -0.78208 | 2.6844 | 0.44197 | 0.31765 | 0.18448 | 2.6844 | 0.44197 | 0.31765 | -1.9033 | 12.7156 | 2.0935 | 1.5047 | 12.7156 | 11.2641 | 1.8545 | 1.3329 | 11.2641 | 9.8181 | 1.6165 | 1.1618 | 9.8181 | 9.0302 | 1.4868 | 1.0686 | 9.0302 | 6.9718 | 1.1479 | 0.82498 | 6.9718 | 5.1507 | 0.84803 | 0.6095 | 5.1507 | 3.9061 | 0.6431 | 0.46221 | 3.9061 | 3.3128 | 0.54543 | 0.39201 | 3.3128 | 2.8604 | 0.47094 | 0.33847 | 2.8604 | 1.9633 | 0.32324 | 0.23232 | 1.9633 | 15.1008 | 2.4862 | 1.7869 | 4.9862 | 7.2033 | 1.186 | 0.85238 | 0.91631 | 6.2433 | 1.0279 | 0.73878 | -1.1306 | 5.5797 | 0.91865 | 0.66025 | -0.78246
HUTTON END & SKELTON C | PENRITH & SHAP | HARKER / HUTTON | 342672 | 538337 | primary | best view | 29.3587 | 29.0181 | 20.8559 | 19.7619 | 29.3741 | 28.9701 | 20.8214 | 19.532 | 29.4691 | 28.305 | 20.3434 | 19.3693 | 29.5869 | 27.6202 | 19.8512 | 19.2134 | 29.7079 | 26.9422 | 19.3639 | 19.1165 | 29.833 | 26.2479 | 18.8649 | 18.9122 | 29.9263 | 25.5582 | 18.3692 | 18.7335 | 30.0101 | 25.4875 | 18.3184 | 18.5518 | 30.1061 | 25.4229 | 18.272 | 18.3889 | 30.223 | 25.3379 | 18.2109 | 18.1008 | 30.7869 | 24.9798 | 17.9535 | 17.0349 | 31.2813 | 24.6573 | 17.7217 | 16.1669 | 31.5883 | 24.3765 | 17.5198 | 15.6849 | 31.7951 | 24.2067 | 17.3978 | 15.9041 | 29.3585 | 29.0181 | 20.8559 | 19.7619 | 29.363 | 29.0081 | 20.8487 | 19.7271 | 29.4243 | 28.9686 | 20.8203 | 19.5761 | 29.4747 | 28.9292 | 20.792 | 19.4704 | 29.5271 | 28.8991 | 20.7703 | 19.4107 | 29.5925 | 28.8448 | 20.7314 | 19.2292 | 29.6726 | 28.7942 | 20.6949 | 19.038 | 29.7368 | 28.7391 | 20.6553 | 18.8164 | 29.7965 | 28.6812 | 20.6137 | 18.585 | 29.871 | 28.6048 | 20.5588 | 18.2324 | 30.0838 | 28.4764 | 20.4666 | 17.8781 | 30.2928 | 28.3468 | 20.3734 | 17.5749 | 30.4466 | 28.1051 | 20.1997 | 16.6549 | 30.5458 | 27.9169 | 20.0644 | 16.0012 | 29.3587 | 29.0181 | 20.8559 | 19.7619 | 29.3739 | 28.9702 | 20.8214 | 19.5321 | 29.4701 | 28.3056 | 20.3438 | 19.3694 | 29.5878 | 27.6219 | 19.8524 | 19.2135 | 29.7087 | 26.9449 | 19.3659 | 19.1168 | 29.834 | 26.2516 | 18.8676 | 18.912 | 29.9281 | 25.5783 | 18.3836 | 18.7327 | 30.0119 | 25.5109 | 18.3352 | 18.551 | 30.1052 | 25.4411 | 18.285 | 18.3883 | 30.2122 | 25.3511 | 18.2203 | 18.1199 | 30.715 | 24.9758 | 17.9506 | 17.1598 | 31.103 | 24.6603 | 17.7239 | 16.3612 | 31.3431 | 24.3814 | 17.5234 | 15.8952 | 31.4751 | 24.2242 | 17.4104 | 16.1336 | 29.3593 | 29.0181 | 20.8559 | 19.7619 | 29.3859 | 28.9694 | 20.8209 | 19.5445 | 29.5039 | 28.3013 | 20.3407 | 19.3978 | 29.6331 | 27.6136 | 19.8465 | 19.2577 | 29.7784 | 26.9237 | 19.3506 | 19.1523 | 29.9237 | 26.2131 | 18.8399 | 18.9863 | 30.0492 | 25.5123 | 18.3362 | 18.823 | 30.2003 | 25.418 | 18.2684 | 18.6521 | 30.3727 | 25.3294 | 18.2047 | 18.4662 | 30.5789 | 25.2369 | 18.1382 | 18.3437 | 31.4444 | 24.6754 | 17.7347 | 17.0526 | 32.0952 | 24.2599 | 17.436 | 16.2436 | 32.2772 | 24.0036 | 17.2518 | 15.9575 | 32.266 | 23.8353 | 17.1309 | 15.9107 | 29.3593 | 29.0181 | 20.8559 | 19.7619 | 29.3821 | 28.974 | 20.8242 | 19.5584 | 29.5496 | 28.3067 | 20.3446 | 19.3868 | 29.6979 | 27.6081 | 19.8425 | 19.2386 | 29.8539 | 26.9065 | 19.3382 | 19.1074 | 29.9624 | 26.0159 | 18.6981 | 18.9461 | 30.0992 | 25.2622 | 18.1564 | 18.8442 | 30.2589 | 25.1677 | 18.0885 | 18.6518 | 30.4396 | 25.1053 | 18.0437 | 18.49 | 30.6466 | 25.0578 | 18.0095 | 18.3055 | 31.4179 | 24.5925 | 17.6751 | 16.8673 | 31.8964 | 24.066 | 17.2967 | 16.203 | 32.0222 | 23.7039 | 17.0365 | 16.0836 | 31.9594 | 23.6796 | 17.019 | 16.3338
SLIPWAY | EGREMONT | HARKER / HUTTON | 297180 | 518183 | primary | best view | 17.1021 | 17.1021 | 12.8519 | 7.917 | 17.0907 | 17.0907 | 12.8346 | 7.808 | 17.1148 | 17.1148 | 12.8134 | 7.799 | 17.1531 | 17.1531 | 12.745 | 7.6439 | 17.1972 | 17.1972 | 12.7073 | 7.6412 | 17.2475 | 17.2475 | 12.6376 | 7.402 | 17.2979 | 17.2979 | 12.5405 | 7.2706 | 17.3502 | 17.2178 | 12.3748 | 7.107 | 17.4062 | 17.1015 | 12.2912 | 6.9303 | 17.4723 | 17.1409 | 12.3195 | 6.6771 | 17.6576 | 16.8606 | 12.118 | 5.8551 | 17.7731 | 16.8295 | 12.0957 | 5.4292 | 17.8214 | 16.7492 | 12.0379 | 5.3192 | 17.8275 | 16.5474 | 11.8929 | 5.4868 | 17.102 | 17.102 | 12.8519 | 7.917 | 17.1056 | 17.1056 | 12.838 | 7.8225 | 17.1467 | 17.1467 | 12.8308 | 7.8465 | 17.1966 | 17.1966 | 12.8087 | 7.7552 | 17.2483 | 17.2483 | 12.7688 | 7.7124 | 17.3063 | 17.3063 | 12.7266 | 7.5254 | 17.3481 | 17.3481 | 12.6752 | 7.3236 | 17.3928 | 17.3928 | 12.6439 | 7.1739 | 17.4487 | 17.4487 | 12.6031 | 6.9316 | 17.5166 | 17.4767 | 12.5608 | 6.6898 | 17.5513 | 17.3189 | 12.4475 | 6.2961 | 17.564 | 17.1191 | 12.3038 | 5.9614 | 17.5532 | 16.9435 | 12.1776 | 5.7498 | 17.5269 | 17.1909 | 12.3554 | 5.6676 | 17.1021 | 17.1021 | 12.8519 | 7.917 | 17.0907 | 17.0907 | 12.8346 | 7.808 | 17.1148 | 17.1148 | 12.8134 | 7.799 | 17.1531 | 17.1531 | 12.7446 | 7.6439 | 17.1972 | 17.1972 | 12.7082 | 7.6412 | 17.2475 | 17.2475 | 12.6377 | 7.402 | 17.2979 | 17.2979 | 12.5557 | 7.2706 | 17.3502 | 17.2587 | 12.4041 | 7.107 | 17.4062 | 17.0808 | 12.2763 | 6.9303 | 17.4679 | 17.1341 | 12.3146 | 6.6962 | 17.6349 | 16.8663 | 12.1222 | 5.9362 | 17.7398 | 16.8288 | 12.0952 | 5.5273 | 17.7846 | 16.755 | 12.0422 | 5.4097 | 17.791 | 16.561 | 11.9027 | 5.5609 | 17.1023 | 17.1023 | 12.8519 | 7.917 | 17.0898 | 17.0898 | 12.833 | 7.7951 | 17.1156 | 17.1156 | 12.6753 | 7.7766 | 17.161 | 17.161 | 12.4937 | 7.6048 | 17.2186 | 17.1456 | 12.3229 | 7.5831 | 17.2804 | 16.8767 | 12.1296 | 7.3113 | 17.3466 | 16.4793 | 11.844 | 7.1268 | 17.4238 | 16.2219 | 11.659 | 6.9066 | 17.5072 | 15.9828 | 11.4872 | 6.6987 | 17.6051 | 15.7408 | 11.3133 | 6.4756 | 17.8756 | 15.0125 | 10.7898 | 5.1701 | 18.1173 | 14.1476 | 10.1681 | 2.0755 | 18.2362 | 13.4745 | 9.6844 | -0.35687 | 18.2874 | 12.9769 | 9.3268 | -1.9895 | 17.1023 | 17.1023 | 12.8519 | 7.917 | 17.0705 | 17.0705 | 12.8382 | 7.8367 | 17.0907 | 17.0907 | 12.8116 | 7.8014 | 17.1236 | 17.1236 | 12.7312 | 7.6434 | 17.1666 | 17.1666 | 12.6827 | 7.6342 | 17.2116 | 17.2116 | 12.4836 | 7.3918 | 17.259 | 17.1109 | 12.298 | 7.2466 | 17.3134 | 16.8187 | 12.088 | 7.0992 | 17.3758 | 16.8162 | 12.0862 | 6.8843 | 17.4694 | 16.7441 | 12.0343 | 6.1205 | 17.7768 | 16.1162 | 11.583 | 2.6399 | 17.9431 | 15.1336 | 10.8768 | -0.13151 | 17.9703 | 14.5412 | 10.4511 | -1.7396 | 17.882 | 14.4917 | 10.4154 | -1.1726
SNIPE | DROYLSDEN | STALYBRIDGE | 391844 | 398322 | primary | best view | 30.3842 | 8.1103 | 5.9164 | 14.2755 | 30.3666 | 8.0582 | 5.8783 | 14.1562 | 30.3965 | 7.9787 | 5.8204 | 14.0225 | 30.4523 | 7.9272 | 5.7828 | 13.6904 | 30.5167 | 7.8536 | 5.7291 | 13.5739 | 30.5861 | 7.726 | 5.636 | 13.226 | 30.661 | 7.6265 | 5.5635 | 12.9038 | 30.7476 | 7.5452 | 5.5041 | 12.6638 | 30.8417 | 7.436 | 5.4245 | 12.35 | 30.9508 | 7.3162 | 5.337 | 11.927 | 31.5007 | 6.8182 | 4.9738 | 10.4402 | 32.0545 | 6.3797 | 4.6539 | 9.5341 | 32.4581 | 5.9886 | 4.3686 | 9.1252 | 32.8495 | 5.8289 | 4.2521 | 8.9736 | 30.3839 | 8.1103 | 5.9164 | 14.2755 | 30.3577 | 8.09 | 5.9015 | 14.2957 | 30.3646 | 7.9187 | 5.7765 | 14.3305 | 30.3859 | 7.776 | 5.6725 | 14.2105 | 30.4064 | 7.6608 | 5.5884 | 14.356 | 30.4344 | 7.4855 | 5.4606 | 14.2696 | 30.4763 | 7.339 | 5.3537 | 14.1543 | 30.5302 | 7.2931 | 5.3202 | 13.9947 | 30.5958 | 7.2188 | 5.266 | 13.7515 | 30.6715 | 7.1398 | 5.2084 | 13.4154 | 30.9038 | 6.8815 | 5.02 | 12.5239 | 31.1324 | 6.6809 | 4.8736 | 11.9781 | 31.363 | 6.8418 | 4.991 | 11.7152 | 31.5648 | 7.0994 | 5.1789 | 11.5845 | 30.3842 | 8.1103 | 5.9164 | 14.2755 | 30.3663 | 8.0588 | 5.8788 | 14.1564 | 30.396 | 7.9777 | 5.8196 | 14.0228 | 30.4516 | 7.9274 | 5.7829 | 13.6909 | 30.5159 | 7.8545 | 5.7297 | 13.5746 | 30.5864 | 7.7295 | 5.6385 | 13.2258 | 30.6637 | 7.6234 | 5.5611 | 12.9016 | 30.7508 | 7.5459 | 5.5047 | 12.6612 | 30.8454 | 7.4347 | 5.4235 | 12.3472 | 30.9456 | 7.3237 | 5.3425 | 11.9589 | 31.4224 | 6.8525 | 4.9988 | 10.6247 | 31.8245 | 6.4398 | 4.6978 | 9.8697 | 32.1554 | 6.0568 | 4.4184 | 9.5128 | 32.4198 | 5.9198 | 4.3184 | 9.4418 | 30.3846 | 8.1103 | 5.9164 | 14.2755 | 30.3618 | 8.0526 | 5.8742 | 14.1574 | 30.3942 | 7.9906 | 5.829 | 14.0342 | 30.461 | 7.8365 | 5.7166 | 13.7068 | 30.5463 | 7.7379 | 5.6447 | 13.5829 | 30.6524 | 7.571 | 5.5229 | 13.2216 | 30.7783 | 7.417 | 5.4106 | 12.8695 | 30.9287 | 7.2634 | 5.2985 | 12.5892 | 31.0987 | 7.1207 | 5.1944 | 12.2467 | 31.2992 | 6.9431 | 5.0649 | 11.8102 | 32.2536 | 6.0115 | 4.3853 | 9.6161 | 29.7055 | 4.8185 | 3.515 | 5.8997 | 24.323 | 3.9454 | 2.8781 | 3.0237 | 20.1945 | 3.2758 | 2.3896 | 1.0971 | 30.3846 | 8.1103 | 5.9164 | 14.2755 | 30.3519 | 8.0682 | 5.8857 | 14.1909 | 30.4048 | 8.0083 | 5.842 | 13.9669 | 30.4772 | 7.8994 | 5.7625 | 13.6177 | 30.5647 | 7.8002 | 5.6902 | 13.4936 | 30.673 | 7.6602 | 5.588 | 13.1528 | 30.8094 | 7.5309 | 5.4937 | 12.81 | 30.9694 | 7.4434 | 5.4299 | 12.5531 | 31.1568 | 7.3129 | 5.3347 | 12.1559 | 31.3962 | 7.0639 | 5.153 | 11.1522 | 32.4227 | 5.8749 | 4.2857 | 6.8941 | 30.2614 | 4.9087 | 3.5808 | 3.6047 | 26.009 | 4.2189 | 3.0776 | 1.6475 | 25.8361 | 4.1909 | 3.0572 | 2.2768
S.E. MACCLESFIELD | MACCLESFIELD | MACCLESFIELD | 392001 | 372504 | primary | best view | 29.5759 | 12.6425 | 9.0864 | 15.7018 | 29.5874 | 12.5196 | 8.9981 | 15.0854 | 29.6573 | 12.4138 | 8.922 | 14.646 | 29.7501 | 12.2585 | 8.8104 | 14.2444 | 29.8595 | 12.089 | 8.6886 | 13.6562 | 29.9796 | 11.9404 | 8.5818 | 13.148 | 30.11 | 11.7834 | 8.469 | 12.6068 | 30.2574 | 11.602 | 8.3386 | 11.9529 | 30.4191 | 11.4679 | 8.2422 | 11.4997 | 30.6067 | 11.267 | 8.0978 | 10.7001 | 31.3869 | 10.4692 | 7.5244 | 7.9111 | 32.0668 | 10.0082 | 7.1931 | 6.4161 | 32.5272 | 9.7483 | 7.0063 | 6.1763 | 32.9168 | 9.5523 | 6.8654 | 6.3236 | 29.5748 | 12.6425 | 9.0864 | 15.7018 | 29.6195 | 12.5816 | 9.0426 | 15.3458 | 29.7086 | 12.5008 | 8.9846 | 15.0246 | 29.8142 | 12.426 | 8.9308 | 14.7984 | 29.9198 | 12.3036 | 8.8428 | 14.4123 | 30.0396 | 12.21 | 8.7756 | 14.0486 | 30.1821 | 12.0984 | 8.6953 | 13.5947 | 30.3402 | 11.9554 | 8.5926 | 13.0142 | 30.4748 | 11.8196 | 8.495 | 12.5942 | 30.6264 | 11.7081 | 8.4148 | 11.9405 | 31.0225 | 11.3363 | 8.1476 | 10.2193 | 31.406 | 11.0066 | 7.9107 | 8.8853 | 31.7309 | 10.7999 | 7.7621 | 8.1889 | 31.9932 | 10.6138 | 7.6284 | 7.6225 | 29.5759 | 12.6425 | 9.0864 | 15.7018 | 29.5872 | 12.5199 | 8.9983 | 15.0856 | 29.6577 | 12.4142 | 8.9223 | 14.6458 | 29.7503 | 12.2569 | 8.8093 | 14.2444 | 29.8595 | 12.0886 | 8.6883 | 13.6563 | 29.9805 | 11.9405 | 8.5819 | 13.1476 | 30.1129 | 11.8056 | 8.4849 | 12.6052 | 30.2605 | 11.6246 | 8.3548 | 11.9511 | 30.4202 | 11.4871 | 8.256 | 11.4989 | 30.5944 | 11.2891 | 8.1137 | 10.7567 | 31.2895 | 10.5111 | 7.5546 | 8.1956 | 31.8183 | 10.0773 | 7.2428 | 6.8393 | 32.1979 | 9.8179 | 7.0563 | 6.6184 | 32.4733 | 9.6398 | 6.9283 | 6.7918 | 29.5772 | 12.6425 | 9.0864 | 15.7018 | 29.5868 | 12.5044 | 8.9871 | 15.0706 | 29.6677 | 12.411 | 8.92 | 14.6332 | 29.7809 | 12.3083 | 8.8462 | 14.2291 | 29.919 | 12.1409 | 8.7259 | 13.659 | 30.0829 | 11.9629 | 8.598 | 13.1623 | 30.2734 | 11.793 | 8.4759 | 12.6152 | 30.4964 | 11.5823 | 8.3245 | 11.9661 | 30.7458 | 11.4201 | 8.2078 | 11.5818 | 31.0403 | 11.2051 | 8.0533 | 10.9715 | 32.2106 | 10.137 | 7.2856 | 7.966 | 33.2861 | 8.8906 | 6.3899 | 3.2527 | 33.9124 | 8.007 | 5.7548 | 0.1892 | 34.2199 | 7.3922 | 5.3129 | -1.8872 | 29.5772 | 12.6425 | 9.0864 | 15.7018 | 29.5645 | 12.5225 | 9.0002 | 15.1214 | 29.6708 | 12.3434 | 8.8714 | 14.5126 | 29.7711 | 12.1608 | 8.7402 | 14.107 | 29.8892 | 11.9161 | 8.5644 | 13.5599 | 30.0343 | 11.4425 | 8.224 | 13.121 | 30.2148 | 11.151 | 8.0145 | 12.6383 | 30.424 | 10.9474 | 7.8681 | 12.0757 | 30.6656 | 10.7983 | 7.761 | 11.6652 | 30.9715 | 10.5266 | 7.5657 | 10.3878 | 32.1695 | 8.9434 | 6.4278 | 4.7402 | 33.0183 | 7.4695 | 5.3685 | 0.60699 | 33.3536 | 6.7626 | 4.8604 | -1.2577 | 33.3556 | 6.8304 | 4.9092 | -0.50895
SOUTH PARK | LYTHAM | PENWORTHAM WEST / STANAH | 336410 | 427512 | primary | best view | 29.6015 | 12.9819 | 9.3304 | 19.873 | 29.5954 | 12.9529 | 9.3095 | 19.807 | 29.6269 | 12.8659 | 9.247 | 19.7136 | 29.6732 | 12.6041 | 9.0588 | 19.4913 | 29.7225 | 12.2859 | 8.8301 | 19.2865 | 29.7744 | 11.9938 | 8.6202 | 19.0552 | 29.8291 | 11.5816 | 8.3239 | 18.832 | 29.8881 | 11.623 | 8.3537 | 18.6234 | 29.9502 | 11.5875 | 8.3282 | 18.3539 | 30.0201 | 11.5242 | 8.2827 | 18.1111 | 30.291 | 11.1267 | 7.997 | 17.2434 | 30.516 | 10.8873 | 7.825 | 16.7341 | 30.6649 | 10.7496 | 7.7259 | 16.6077 | 30.7855 | 10.6127 | 7.6276 | 16.5693 | 29.6011 | 12.9819 | 9.3304 | 19.873 | 29.6016 | 12.9622 | 9.3162 | 19.7975 | 29.6309 | 12.9177 | 9.2842 | 19.7439 | 29.6708 | 12.8595 | 9.2424 | 19.5958 | 29.7121 | 12.8027 | 9.2016 | 19.4755 | 29.7601 | 12.6483 | 9.0906 | 19.2848 | 29.8189 | 12.5419 | 9.0141 | 19.096 | 29.8871 | 12.4738 | 8.9652 | 18.8571 | 29.9656 | 12.3957 | 8.909 | 18.5399 | 30.0536 | 12.3101 | 8.8475 | 18.2191 | 30.1848 | 12.0621 | 8.6692 | 17.6651 | 30.2912 | 11.8763 | 8.5357 | 17.3192 | 30.3747 | 11.6756 | 8.3915 | 17.1136 | 30.4448 | 11.3139 | 8.1315 | 16.9018 | 29.6015 | 12.9819 | 9.3304 | 19.873 | 29.5954 | 12.9518 | 9.3087 | 19.8071 | 29.6268 | 12.8656 | 9.2467 | 19.7136 | 29.6731 | 12.6055 | 9.0598 | 19.4914 | 29.7223 | 12.2893 | 8.8325 | 19.2866 | 29.7744 | 11.9948 | 8.6209 | 19.0552 | 29.8296 | 11.5822 | 8.3244 | 18.8317 | 29.8887 | 11.6292 | 8.3581 | 18.623 | 29.951 | 11.5913 | 8.3309 | 18.3535 | 30.0167 | 11.5317 | 8.288 | 18.1315 | 30.2634 | 11.1474 | 8.0119 | 17.3374 | 30.4528 | 10.916 | 7.8455 | 16.8727 | 30.5853 | 10.7806 | 7.7483 | 16.7503 | 30.6809 | 10.6459 | 7.6514 | 16.7155 | 29.6017 | 12.9819 | 9.3304 | 19.873 | 29.5938 | 12.9257 | 9.2899 | 19.8112 | 29.6254 | 12.5836 | 9.0441 | 19.7338 | 29.6784 | 12.2603 | 8.8117 | 19.525 | 29.7381 | 11.9405 | 8.5819 | 19.3444 | 29.8065 | 11.6199 | 8.3515 | 19.1364 | 29.8832 | 11.3086 | 8.1277 | 18.9399 | 29.9696 | 11.1785 | 8.0342 | 18.7607 | 30.0624 | 11.0335 | 7.93 | 18.5412 | 30.169 | 10.8878 | 7.8253 | 18.3728 | 30.5968 | 10.0902 | 7.252 | 17.2384 | 31.0431 | 9.3165 | 6.6959 | 14.7552 | 31.2525 | 8.7171 | 6.2652 | 12.8706 | 31.3252 | 8.254 | 5.9323 | 11.5781 | 29.6017 | 12.9819 | 9.3304 | 19.873 | 29.5829 | 12.9664 | 9.3192 | 19.8481 | 29.6202 | 11.9966 | 8.6222 | 19.7123 | 29.6657 | 11.942 | 8.5829 | 19.5143 | 29.7161 | 11.5879 | 8.3285 | 19.3608 | 29.7736 | 11.2359 | 8.0755 | 19.1974 | 29.8415 | 10.9406 | 7.8632 | 19.0389 | 29.917 | 10.8567 | 7.8029 | 18.8982 | 30.007 | 10.7586 | 7.7324 | 18.6812 | 30.1474 | 10.6003 | 7.6186 | 18.2106 | 30.6209 | 9.7208 | 6.9865 | 15.4292 | 30.9179 | 8.9505 | 6.4329 | 13.1558 | 31.0054 | 8.5273 | 6.1288 | 11.9184 | 30.9523 | 8.4905 | 6.1023 | 12.2718
S.W. MACCLESFIELD | MACCLESFIELD | MACCLESFIELD | 390968 | 373004 | primary | best view | 22.3434 | 3.6787 | 2.6439 | 9.8899 | 21.593 | 3.5551 | 2.5551 | 9.3545 | 20.8831 | 3.4382 | 2.4711 | 8.9047 | 19.6651 | 3.2377 | 2.327 | 8.2682 | 18.5461 | 3.0535 | 2.1946 | 7.6141 | 17.3187 | 2.8514 | 2.0494 | 6.9121 | 16.1358 | 2.6566 | 1.9094 | 6.1997 | 14.7742 | 2.4325 | 1.7483 | 5.4048 | 13.4105 | 2.2079 | 1.5869 | 4.5956 | 11.8965 | 1.9587 | 1.4077 | 3.6449 | 6.816 | 1.1222 | 0.80655 | -0.032871 | 3.9312 | 0.64723 | 0.46518 | -2.1285 | 5.6449 | 0.92939 | 0.66797 | -2.4249 | 7.246 | 1.193 | 0.85744 | -2.2903 | 22.3434 | 3.6787 | 2.6439 | 9.8899 | 21.8126 | 3.5913 | 2.5811 | 9.4925 | 21.5349 | 3.5456 | 2.5483 | 9.176 | 21.0551 | 3.4666 | 2.4915 | 8.7742 | 20.5525 | 3.3838 | 2.432 | 8.3926 | 19.8643 | 3.2705 | 2.3506 | 7.9009 | 19.2082 | 3.1625 | 2.2729 | 7.3516 | 18.2546 | 3.0055 | 2.1601 | 6.6758 | 17.354 | 2.8572 | 2.0535 | 6.0655 | 16.3334 | 2.6892 | 1.9328 | 5.2999 | 12.9778 | 2.1367 | 1.5357 | 2.9564 | 9.6273 | 1.5851 | 1.1392 | 0.98051 | 10.2409 | 1.6861 | 1.2118 | 0.0025102 | 11.1027 | 1.828 | 1.3138 | -0.83269 | 22.3434 | 3.6787 | 2.6439 | 9.8899 | 21.5924 | 3.555 | 2.5551 | 9.3546 | 20.8844 | 3.4385 | 2.4713 | 8.9048 | 19.6381 | 3.2333 | 2.3238 | 8.2683 | 18.5307 | 3.0509 | 2.1928 | 7.6143 | 17.287 | 2.8462 | 2.0456 | 6.912 | 16.357 | 2.6931 | 1.9356 | 6.1991 | 15.0465 | 2.4773 | 1.7805 | 5.404 | 13.6038 | 2.2398 | 1.6098 | 4.5947 | 12.1347 | 1.9979 | 1.4359 | 3.7229 | 7.1609 | 1.179 | 0.84736 | 0.33326 | 4.4131 | 0.72658 | 0.52221 | -1.6535 | 6.0587 | 0.99752 | 0.71693 | -1.99 | 7.7187 | 1.2708 | 0.91337 | -1.9112 | 22.3434 | 3.6787 | 2.6439 | 9.8899 | 21.7818 | 3.5862 | 2.5775 | 9.3465 | 21.2171 | 3.4932 | 2.5107 | 8.9166 | 20.6512 | 3.4001 | 2.4437 | 8.2955 | 19.7437 | 3.2507 | 2.3363 | 7.6129 | 18.6082 | 3.0637 | 2.2019 | 6.9294 | 17.5158 | 2.8838 | 2.0727 | 6.2406 | 15.9997 | 2.6342 | 1.8933 | 5.4342 | 14.7849 | 2.4342 | 1.7495 | 4.8055 | 13.1736 | 2.1689 | 1.5588 | 4.0281 | 4.8406 | 0.79697 | 0.5728 | -0.050901 | 2.6844 | 0.44197 | 0.31765 | -7.0243 | 2.6844 | 0.44197 | 0.31765 | -11.7654 | 2.6844 | 0.44197 | 0.31765 | -15.212 | 22.3434 | 3.6787 | 2.6439 | 9.8899 | 21.6465 | 3.5639 | 2.5615 | 9.4302 | 20.0876 | 3.3073 | 2.377 | 8.7605 | 18.1803 | 2.9932 | 2.1513 | 8.1476 | 16.8231 | 2.7698 | 1.9907 | 7.511 | 13.5492 | 2.2308 | 1.6033 | 6.9234 | 11.72 | 1.9296 | 1.3868 | 6.3336 | 10.4373 | 1.7184 | 1.2351 | 5.6566 | 9.3172 | 1.534 | 1.1025 | 4.9433 | 7.0503 | 1.1608 | 0.83427 | 3.1975 | 2.6844 | 0.44197 | 0.31765 | -4.7506 | 2.6844 | 0.44197 | 0.31765 | -10.9684 | 2.6844 | 0.44197 | 0.31765 | -13.9496 | 2.6844 | 0.44197 | 0.31765 | -13.1248
SPA RD | BOLTON | KEARSLEY | 371065 | 409109 | primary | best view | 38.4732 | 8.6128 | 6.2829 | 7.4661 | 38.4409 | 8.4085 | 6.1339 | 6.573 | 38.5025 | 8.3068 | 6.0597 | 6.9315 | 38.6193 | 8.104 | 5.9118 | 6.0819 | 38.7293 | 8.0712 | 5.8878 | 6.3359 | 38.8395 | 7.827 | 5.7097 | 5.5014 | 38.9579 | 7.7187 | 5.6307 | 5.328 | 39.0925 | 7.5725 | 5.524 | 4.8339 | 39.2437 | 7.4473 | 5.4327 | 4.6027 | 39.4203 | 7.2195 | 5.2665 | 3.8566 | 39.7717 | 6.4514 | 4.7062 | 2.0723 | 36.8689 | 5.9805 | 4.3627 | 1.068 | 38.631 | 6.2663 | 4.5712 | 0.44683 | 40.8565 | 6.6273 | 4.8345 | 0.16484 | 38.473 | 8.6128 | 6.2829 | 7.4661 | 38.4138 | 8.5061 | 6.2051 | 7.0306 | 38.4278 | 8.5402 | 6.23 | 7.6715 | 38.4832 | 8.3563 | 6.0958 | 7.1818 | 38.5304 | 8.3711 | 6.1066 | 7.7626 | 38.5942 | 8.2408 | 6.0116 | 7.2529 | 38.7005 | 8.1645 | 5.9559 | 7.2515 | 38.8456 | 8.0494 | 5.8719 | 6.8726 | 39.0293 | 7.9661 | 5.8111 | 6.6507 | 39.2564 | 7.7612 | 5.6617 | 5.9421 | 39.6567 | 7.6266 | 5.5635 | 5.3265 | 40.0982 | 7.5354 | 5.497 | 5.0156 | 40.4947 | 7.8744 | 5.7443 | 4.6509 | 40.8087 | 8.1479 | 5.9438 | 4.429 | 38.4732 | 8.6128 | 6.2829 | 7.4661 | 38.4403 | 8.4133 | 6.1374 | 6.5733 | 38.5039 | 8.3272 | 6.0746 | 6.9322 | 38.6203 | 8.0884 | 5.9004 | 6.0829 | 38.7298 | 8.0656 | 5.8838 | 6.3371 | 38.8416 | 7.8121 | 5.6988 | 5.501 | 38.9641 | 7.7151 | 5.6281 | 5.324 | 39.099 | 7.5685 | 5.5211 | 4.8292 | 39.2441 | 7.4454 | 5.4313 | 4.5974 | 39.4072 | 7.2255 | 5.2709 | 3.8898 | 40.0318 | 6.4935 | 4.737 | 2.2938 | 37.3972 | 6.0662 | 4.4252 | 1.5264 | 39.218 | 6.3615 | 4.6407 | 0.997 | 41.6629 | 6.7581 | 4.93 | 0.87898 | 38.4737 | 8.6128 | 6.2829 | 7.4661 | 38.428 | 8.3138 | 6.0648 | 6.564 | 38.487 | 8.4185 | 6.1412 | 6.9379 | 38.6095 | 8.1608 | 5.9532 | 6.094 | 38.737 | 8.0628 | 5.8817 | 6.3352 | 38.8926 | 7.7713 | 5.6691 | 5.4628 | 39.0822 | 7.5704 | 5.5225 | 5.2123 | 39.3068 | 7.3745 | 5.3796 | 4.6258 | 39.5559 | 7.2087 | 5.2587 | 4.3251 | 39.8504 | 6.9479 | 5.0684 | 3.5565 | 35.4406 | 5.7488 | 4.1937 | 0.78444 | 27.0822 | 4.393 | 3.2046 | -4.1015 | 23.4994 | 3.8118 | 2.7807 | -8.3772 | 21.4631 | 3.4815 | 2.5397 | -11.2806 | 38.4737 | 8.6128 | 6.2829 | 7.4661 | 38.4033 | 8.4253 | 6.1462 | 6.6347 | 38.4744 | 8.3746 | 6.1091 | 6.9282 | 38.5882 | 8.1484 | 5.9442 | 6.1006 | 38.7047 | 8.07 | 5.887 | 6.3719 | 38.8556 | 7.7182 | 5.6303 | 5.5532 | 39.0603 | 7.5023 | 5.4728 | 5.3529 | 39.307 | 7.283 | 5.3128 | 4.831 | 39.5981 | 7.0878 | 5.1705 | 4.5354 | 40.0048 | 6.643 | 4.846 | 2.973 | 29.0113 | 4.7059 | 3.4329 | -2.9683 | 19.6942 | 3.1946 | 2.3304 | -7.7854 | 21.1569 | 3.4319 | 2.5035 | -10.8207 | 21.5999 | 3.5037 | 2.5559 | -9.6989
SPADEADAM 132/11KV | - | HARKER / HUTTON | 361282 | 570359 | primary | best view | 1.6795 | 0.44197 | 0.31765 | 1.6795 | 1.6795 | 0.44197 | 0.31765 | 1.6795 | 1.6795 | 0.44197 | 0.31765 | 1.6795 | 1.6795 | 0.44197 | 0.31765 | 1.6795 | 1.6795 | 0.44197 | 0.31765 | 1.6795 | 1.6795 | 0.44197 | 0.31765 | 1.6795 | 1.6795 | 0.44197 | 0.31765 | 1.6795 | 1.6795 | 0.44197 | 0.31765 | 1.6795 | 1.6795 | 0.44197 | 0.31765 | 1.6795 | 1.6795 | 0.44197 | 0.31765 | 1.6795 | 1.6795 | 0.44197 | 0.31765 | 1.6795 | 1.6795 | 0.44197 | 0.31765 | 1.6795 | 1.6795 | 0.44197 | 0.31765 | 1.6795 | 1.6795 | 0.44197 | 0.31765 | 1.6795 | 1.6795 | 0.44197 | 0.31765 | 1.6795 | 1.6795 | 0.44197 | 0.31765 | 1.6795 | 1.6795 | 0.44197 | 0.31765 | 1.6795 | 1.6795 | 0.44197 | 0.31765 | 1.6795 | 1.6795 | 0.44197 | 0.31765 | 1.6795 | 1.6795 | 0.44197 | 0.31765 | 1.6795 | 1.6795 | 0.44197 | 0.31765 | 1.6795 | 1.6795 | 0.44197 | 0.31765 | 1.6795 | 1.6795 | 0.44197 | 0.31765 | 1.6795 | 1.6795 | 0.44197 | 0.31765 | 1.6795 | 1.6795 | 0.44197 | 0.31765 | 1.6795 | 1.6795 | 0.44197 | 0.31765 | 1.6795 | 1.6795 | 0.44197 | 0.31765 | 1.6795 | 1.6795 | 0.44197 | 0.31765 | 1.6795 | 1.6795 | 0.44197 | 0.31765 | 1.6795 | 1.6795 | 0.44197 | 0.31765 | 1.6795 | 1.6795 | 0.44197 | 0.31765 | 1.6795 | 1.6795 | 0.44197 | 0.31765 | 1.6795 | 1.6795 | 0.44197 | 0.31765 | 1.6795 | 1.6795 | 0.44197 | 0.31765 | 1.6795 | 1.6795 | 0.44197 | 0.31765 | 1.6795 | 1.6795 | 0.44197 | 0.31765 | 1.6795 | 1.6795 | 0.44197 | 0.31765 | 1.6795 | 1.6795 | 0.44197 | 0.31765 | 1.6795 | 1.6795 | 0.44197 | 0.31765 | 1.6795 | 1.6795 | 0.44197 | 0.31765 | 1.6795 | 1.6795 | 0.44197 | 0.31765 | 1.6795 | 1.6795 | 0.44197 | 0.31765 | 1.6795 | 1.6795 | 0.44197 | 0.31765 | 1.6795 | 1.6795 | 0.44197 | 0.31765 | 1.6795 | 1.6795 | 0.44197 | 0.31765 | 1.6795 | 1.6795 | 0.44197 | 0.31765 | 1.6795 | 1.6795 | 0.44197 | 0.31765 | 1.6795 | 1.6795 | 0.44197 | 0.31765 | 1.6795 | 1.6795 | 0.44197 | 0.31765 | 1.6795 | 1.6795 | 0.44197 | 0.31765 | 1.6795 | 1.6795 | 0.44197 | 0.31765 | 1.6795 | 1.6795 | 0.44197 | 0.31765 | 1.6795 | 1.6795 | 0.44197 | 0.31765 | 1.6795 | 1.6795 | 0.44197 | 0.31765 | 1.6795 | 1.6795 | 0.44197 | 0.31765 | 1.6795 | 1.6795 | 0.44197 | 0.31765 | 1.6795 | 1.6795 | 0.44197 | 0.31765 | 1.6795 | 1.6795 | 0.44197 | 0.31765 | 1.6795 | 1.6795 | 0.44197 | 0.31765 | 1.6795 | 1.6795 | 0.44197 | 0.31765 | 1.6795 | 1.6795 | 0.44197 | 0.31765 | 1.6795 | 1.6795 | 0.44197 | 0.31765 | 1.6795 | 1.6795 | 0.44197 | 0.31765 | 1.6795 | 1.6795 | 0.44197 | 0.31765 | 1.6795 | 1.6795 | 0.44197 | 0.31765 | 1.6795 | 1.6795 | 0.44197 | 0.31765 | 1.6795 | 1.6795 | 0.44197 | 0.31765 | 1.6795 | 1.6795 | 0.44197 | 0.31765 | 1.6795 | 1.6795 | 0.44197 | 0.31765 | 1.6795 | 1.6795 | 0.44197 | 0.31765 | 1.6795
SPOTLAND | ROCHDALE CENTRAL | ROCHDALE | 387882 | 414309 | primary | best view | 15.3702 | 13.3118 | 9.7108 | 11.0518 | 15.3673 | 13.2217 | 9.6451 | 11.2478 | 15.4348 | 11.4949 | 8.3854 | 10.8277 | 15.527 | 9.8238 | 7.1663 | 10.7563 | 15.6461 | 8.0704 | 5.8872 | 10.4484 | 15.7796 | 6.2377 | 4.5503 | 9.8149 | 15.8797 | 4.39 | 3.2025 | 9.1365 | 15.9873 | 4.3054 | 3.1407 | 8.7701 | 16.104 | 4.22 | 3.0784 | 8.4508 | 16.2405 | 4.0874 | 2.9817 | 7.758 | 16.7951 | 4.0309 | 2.9405 | 5.8286 | 17.194 | 6.4451 | 4.7016 | 4.8478 | 17.4405 | 10.5607 | 7.7039 | 4.6139 | 17.6006 | 11.3837 | 8.3042 | 4.7371 | 15.3695 | 13.3118 | 9.7108 | 11.0518 | 15.3761 | 13.2193 | 9.6433 | 11.2321 | 15.4281 | 11.4103 | 8.3236 | 10.8742 | 15.4867 | 9.6728 | 7.0562 | 10.9334 | 15.5536 | 7.9274 | 5.7829 | 10.8128 | 15.6344 | 6.1278 | 4.4701 | 10.3355 | 15.7279 | 4.2355 | 3.0898 | 9.7386 | 15.8333 | 4.2143 | 3.0743 | 9.5313 | 15.95 | 4.197 | 3.0617 | 9.3564 | 16.0616 | 4.1218 | 3.0068 | 8.8269 | 16.3193 | 4.2451 | 3.0967 | 7.6762 | 16.5089 | 5.9073 | 4.3093 | 6.6831 | 16.6286 | 8.5764 | 6.2564 | 6.043 | 16.7189 | 9.0423 | 6.5962 | 5.5214 | 15.3702 | 13.3118 | 9.7108 | 11.0518 | 15.3673 | 13.227 | 9.6489 | 11.2478 | 15.4348 | 11.4992 | 8.3885 | 10.8277 | 15.527 | 9.8275 | 7.169 | 10.7563 | 15.6461 | 8.0726 | 5.8889 | 10.4484 | 15.7796 | 6.238 | 4.5505 | 9.8149 | 15.8797 | 4.3937 | 3.2051 | 9.1365 | 15.9873 | 4.3065 | 3.1415 | 8.7701 | 16.104 | 4.2203 | 3.0786 | 8.4508 | 16.23 | 4.0973 | 2.9889 | 7.8117 | 16.7398 | 4.053 | 2.9566 | 6.0488 | 17.1121 | 6.4899 | 4.7343 | 5.1085 | 17.3488 | 10.5953 | 7.7291 | 4.8489 | 17.509 | 11.4137 | 8.3261 | 4.9263 | 15.3718 | 13.3118 | 9.7108 | 11.0518 | 15.3686 | 13.3396 | 9.7311 | 11.2483 | 15.4546 | 11.5293 | 8.4104 | 10.844 | 15.5814 | 9.7399 | 7.1051 | 10.7905 | 15.7472 | 7.9123 | 5.7719 | 10.5504 | 15.877 | 6.0235 | 4.3941 | 9.9764 | 16.0254 | 4.122 | 3.0069 | 9.2875 | 16.1971 | 3.9986 | 2.9169 | 9.0032 | 16.3868 | 3.874 | 2.826 | 8.7829 | 16.6095 | 3.7198 | 2.7136 | 8.2966 | 17.391 | 3.313 | 2.4168 | 6.027 | 18.0321 | 4.9687 | 3.6246 | 1.4831 | 18.4049 | 8.3929 | 6.1225 | -2.0874 | 18.6328 | 8.7253 | 6.365 | -4.6012 | 15.3718 | 13.3118 | 9.7108 | 11.0518 | 15.3535 | 13.1819 | 9.616 | 11.3036 | 15.488 | 13.4237 | 9.7924 | 10.7708 | 15.6276 | 13.3462 | 9.7359 | 10.7116 | 15.7439 | 13.2101 | 9.6366 | 10.4295 | 15.8598 | 13.0006 | 9.4837 | 9.8849 | 15.9945 | 12.816 | 9.3491 | 9.2901 | 16.1438 | 12.7339 | 9.2892 | 9.0496 | 16.3152 | 12.633 | 9.2156 | 8.7503 | 16.5425 | 12.3683 | 9.0225 | 7.5178 | 17.319 | 11.2214 | 8.1859 | 2.4643 | 17.773 | 10.1673 | 7.4169 | -1.6101 | 17.9353 | 9.5519 | 6.968 | -3.9207 | 17.8916 | 9.4969 | 6.9279 | -3.3808
SPRING COTTAGE | NELSON | PADIHAM | 385446 | 437481 | primary | best view | -6.8554 | -1.112 | -0.81119 | -6.8554 | -7.4367 | -1.2063 | -0.87998 | -7.4367 | -8.177 | -1.3264 | -0.96758 | -8.177 | -8.4541 | -1.3713 | -1.0004 | -8.4541 | -8.8163 | -1.4301 | -1.0432 | -8.8163 | -9.5445 | -1.5482 | -1.1294 | -9.5445 | -10.0261 | -1.6263 | -1.1864 | -10.0261 | -10.3597 | -1.6804 | -1.2259 | -10.3597 | -11.1057 | -1.8015 | -1.3141 | -11.1057 | -11.3496 | -1.841 | -1.343 | -11.3496 | -14.0259 | -2.2751 | -1.6597 | -14.0259 | -17.3356 | -2.812 | -2.0513 | -17.3356 | -16.5042 | -2.6771 | -1.9529 | -16.5042 | -16.8729 | -2.7369 | -1.9966 | -16.8729 | -6.8554 | -1.112 | -0.81119 | -6.8554 | -7.1212 | -1.1551 | -0.84265 | -7.1212 | -7.8367 | -1.2712 | -0.92731 | -7.8367 | -8.0761 | -1.31 | -0.95564 | -8.0761 | -8.8899 | -1.442 | -1.0519 | -8.8899 | -8.9303 | -1.4486 | -1.0567 | -8.9303 | -9.1671 | -1.487 | -1.0847 | -9.1671 | -9.1674 | -1.487 | -1.0848 | -9.1674 | -9.2288 | -1.497 | -1.092 | -9.2288 | -9.6179 | -1.5601 | -1.1381 | -9.6179 | -10.1996 | -1.6545 | -1.2069 | -10.1996 | -10.1065 | -1.6394 | -1.1959 | -10.1065 | -11.115 | -1.803 | -1.3152 | -11.115 | -12.2244 | -1.9829 | -1.4465 | -12.2244 | -6.8554 | -1.112 | -0.81119 | -6.8554 | -7.4209 | -1.2037 | -0.87811 | -7.4209 | -8.1788 | -1.3267 | -0.9678 | -8.1788 | -8.46 | -1.3723 | -1.0011 | -8.46 | -8.821 | -1.4308 | -1.0438 | -8.821 | -9.5352 | -1.5467 | -1.1283 | -9.5352 | -9.9621 | -1.6159 | -1.1788 | -9.9621 | -10.3636 | -1.6811 | -1.2263 | -10.3636 | -11.0098 | -1.7859 | -1.3028 | -11.0098 | -11.3729 | -1.8448 | -1.3458 | -11.3729 | -14.0168 | -2.2737 | -1.6586 | -14.0168 | -16.952 | -2.7498 | -2.0059 | -16.952 | -16.3633 | -2.6543 | -1.9363 | -16.3633 | -16.599 | -2.6925 | -1.9642 | -16.599 | -6.8554 | -1.112 | -0.81119 | -6.8554 | -6.906 | -1.1202 | -0.81719 | -6.906 | -7.4462 | -1.2079 | -0.88111 | -7.4462 | -8.6377 | -1.4011 | -1.0221 | -8.6377 | -9.4741 | -1.5368 | -1.1211 | -9.4741 | -10.1902 | -1.6529 | -1.2058 | -10.1902 | -10.9781 | -1.7807 | -1.299 | -10.9781 | -11.7876 | -1.9121 | -1.3948 | -11.7876 | -12.4297 | -2.0162 | -1.4708 | -12.4297 | -12.8538 | -2.085 | -1.521 | -12.8538 | -16.443 | -2.6672 | -1.9457 | -16.443 | -21.0053 | -3.4073 | -2.4855 | -21.0053 | -24.4235 | -3.9617 | -2.89 | -24.4235 | -26.9254 | -4.3676 | -3.1861 | -26.9254 | -6.8554 | -1.112 | -0.81119 | -6.8554 | -7.4195 | -1.2035 | -0.87795 | -7.4195 | -8.8066 | -1.4285 | -1.0421 | -8.8066 | -11.4457 | -1.8566 | -1.3544 | -11.4457 | -11.8767 | -1.9265 | -1.4054 | -11.8767 | -13.7603 | -2.2321 | -1.6283 | -13.7603 | -14.1745 | -2.2993 | -1.6773 | -14.1745 | -14.5948 | -2.3674 | -1.727 | -14.5948 | -15.0794 | -2.446 | -1.7843 | -15.0794 | -15.9577 | -2.5885 | -1.8883 | -15.9577 | -20.5695 | -3.3366 | -2.434 | -20.5695 | -24.2408 | -3.9321 | -2.8684 | -24.2408 | -25.9382 | -4.2074 | -3.0693 | -25.9382 | -25.7239 | -4.1727 | -3.0439 | -25.7239
SPRING GARDEN ST 11kV | LANCASTER | HEYSHAM | 347661 | 461494 | primary | best view | 41.4854 | 10.0873 | 7.25 | 28.4389 | 41.4697 | 9.8534 | 7.0819 | 27.2206 | 41.5006 | 9.7756 | 7.0259 | 27.1143 | 41.5576 | 9.6537 | 6.9383 | 26.9039 | 41.6165 | 9.5157 | 6.8391 | 26.6283 | 41.6777 | 9.4087 | 6.7622 | 26.4356 | 41.7408 | 8.6061 | 6.1853 | 22.0321 | 41.8085 | 8.4924 | 6.1037 | 21.773 | 41.8791 | 8.3794 | 6.0224 | 21.4682 | 44.1869 | 7.9074 | 5.6832 | 18.9774 | 44.2854 | 7.4443 | 5.3503 | 18.0974 | 43.1597 | 7.1059 | 5.1072 | 17.3228 | 42.8127 | 7.0488 | 5.0661 | 16.5914 | 42.9935 | 7.0785 | 5.0875 | 16.9438 | 41.4852 | 10.0873 | 7.25 | 28.4389 | 41.4637 | 9.9693 | 7.1651 | 27.8099 | 41.4767 | 9.9529 | 7.1534 | 27.7573 | 41.5115 | 9.9057 | 7.1194 | 27.6297 | 41.5382 | 9.8468 | 7.0771 | 27.4502 | 41.5714 | 9.7925 | 7.0381 | 27.3211 | 41.6222 | 9.3834 | 6.744 | 25.0279 | 41.6881 | 9.2976 | 6.6824 | 24.7808 | 41.7694 | 9.2014 | 6.6132 | 24.4687 | 41.8651 | 9.1027 | 6.5423 | 24.171 | 42.0005 | 8.8599 | 6.3678 | 23.5278 | 42.068 | 8.6594 | 6.2236 | 23.0003 | 42.0885 | 8.5765 | 6.1641 | 22.657 | 42.0915 | 8.5898 | 6.1736 | 22.8208 | 41.4854 | 10.0873 | 7.25 | 28.4389 | 41.4697 | 9.853 | 7.0816 | 27.2207 | 41.5006 | 9.7745 | 7.0251 | 27.1144 | 41.5575 | 9.6501 | 6.9357 | 26.9039 | 41.6164 | 9.5072 | 6.833 | 26.6284 | 41.6777 | 9.3859 | 6.7459 | 26.4356 | 41.7411 | 8.6122 | 6.1898 | 22.0319 | 41.8088 | 8.5059 | 6.1134 | 21.7728 | 41.8795 | 8.3815 | 6.0239 | 21.468 | 44.1826 | 7.9158 | 5.6892 | 18.9994 | 44.2575 | 7.4687 | 5.3679 | 18.1933 | 43.2934 | 7.1279 | 5.123 | 17.4475 | 43.0207 | 7.083 | 5.0907 | 16.712 | 43.2111 | 7.1144 | 5.1132 | 17.0512 | 41.4854 | 10.0873 | 7.25 | 28.4389 | 41.4656 | 9.8504 | 7.0797 | 27.2148 | 41.4922 | 9.6298 | 6.9212 | 27.1131 | 41.5499 | 9.3726 | 6.7363 | 26.9028 | 41.6129 | 9.092 | 6.5346 | 26.6346 | 41.6843 | 8.8375 | 6.3517 | 26.4481 | 41.7645 | 7.9179 | 5.6908 | 22.0469 | 41.8548 | 7.7873 | 5.5969 | 21.7886 | 41.9526 | 7.6596 | 5.5051 | 21.5096 | 43.6925 | 7.1936 | 5.1702 | 19.1784 | 38.3716 | 6.3176 | 4.5406 | 16.6599 | 31.5944 | 5.2018 | 3.7386 | 12.5445 | 27.2134 | 4.4805 | 3.2202 | 9.7685 | 24.837 | 4.0892 | 2.939 | 8.6687 | 41.4854 | 10.0873 | 7.25 | 28.4389 | 41.4461 | 9.8618 | 7.0878 | 27.2651 | 41.4732 | 9.6787 | 6.9563 | 27.1224 | 41.5179 | 9.4814 | 6.8144 | 26.9354 | 41.5654 | 9.2406 | 6.6414 | 26.7065 | 42.2102 | 8.9246 | 6.4143 | 25.98 | 45.0447 | 7.4728 | 5.3708 | 18.8566 | 43.6702 | 7.19 | 5.1676 | 17.7486 | 43.1175 | 7.099 | 5.1022 | 17.6406 | 41.9181 | 6.9015 | 4.9602 | 17.074 | 35.8173 | 5.8971 | 4.2383 | 13.4621 | 28.6758 | 4.7212 | 3.3933 | 9.9224 | 25.6424 | 4.2218 | 3.0343 | 8.0679 | 26.536 | 4.369 | 3.1401 | 9.3616
SPRING GARDEN ST 6.6KV | LANCASTER | HEYSHAM | 347651 | 461484 | primary | best view | 29.957 | 8.5974 | 6.2717 | 16.2026 | 29.954 | 8.498 | 6.1991 | 15.9502 | 29.9896 | 8.4248 | 6.1457 | 15.8679 | 30.0455 | 8.2876 | 6.0457 | 15.6595 | 30.0969 | 8.151 | 5.946 | 15.4353 | 30.1481 | 8.0463 | 5.8696 | 15.2982 | 30.2016 | 7.9112 | 5.7711 | 15.1156 | 30.2584 | 7.8069 | 5.695 | 14.9306 | 30.3172 | 7.6986 | 5.616 | 14.7102 | 30.382 | 7.5877 | 5.5351 | 14.5374 | 30.5781 | 7.1554 | 5.2198 | 13.8703 | 30.764 | 6.9083 | 5.0395 | 13.333 | 30.889 | 6.8325 | 4.9842 | 13.1409 | 31.0025 | 6.7247 | 4.9056 | 13.2945 | 29.9569 | 8.5974 | 6.2717 | 16.2026 | 29.9556 | 8.547 | 6.235 | 16.1207 | 29.9857 | 8.5267 | 6.2201 | 16.1347 | 30.0335 | 8.4705 | 6.1791 | 16.0399 | 30.0813 | 8.4155 | 6.139 | 15.9269 | 30.1397 | 8.3691 | 6.1051 | 15.871 | 30.2167 | 8.2876 | 6.0457 | 15.7169 | 30.3105 | 8.2087 | 5.9882 | 15.514 | 30.422 | 8.1193 | 5.9229 | 15.2272 | 30.5021 | 8.0293 | 5.8572 | 14.9639 | 30.5939 | 7.8525 | 5.7283 | 14.683 | 30.6688 | 7.6922 | 5.6114 | 14.4221 | 30.7247 | 7.6051 | 5.5478 | 14.2367 | 30.7554 | 7.6459 | 5.5776 | 14.5185 | 29.957 | 8.5974 | 6.2717 | 16.2026 | 29.9539 | 8.4979 | 6.1991 | 15.9502 | 29.9894 | 8.4241 | 6.1453 | 15.868 | 30.0453 | 8.2847 | 6.0436 | 15.6597 | 30.0966 | 8.1483 | 5.9441 | 15.4355 | 30.1482 | 8.0413 | 5.866 | 15.2981 | 30.2027 | 7.9087 | 5.7693 | 15.1148 | 30.2596 | 7.8056 | 5.6941 | 14.9296 | 30.3186 | 7.698 | 5.6156 | 14.7092 | 30.3809 | 7.5893 | 5.5363 | 14.5462 | 30.553 | 7.1651 | 5.2269 | 13.9235 | 30.6819 | 6.9273 | 5.0534 | 13.4375 | 30.7795 | 6.8647 | 5.0077 | 13.2752 | 30.8428 | 6.7495 | 4.9237 | 13.4468 | 29.957 | 8.5974 | 6.2717 | 16.2026 | 29.9501 | 8.502 | 6.2021 | 15.9445 | 29.9811 | 8.3087 | 6.0611 | 15.8672 | 30.0372 | 8.0697 | 5.8867 | 15.6586 | 30.0934 | 7.8313 | 5.7128 | 15.4262 | 30.1568 | 7.6181 | 5.5573 | 15.2749 | 30.2284 | 7.389 | 5.3902 | 15.067 | 30.3069 | 7.2684 | 5.3022 | 14.851 | 30.3889 | 7.1478 | 5.2142 | 14.6101 | 30.4807 | 7.0206 | 5.1214 | 14.4355 | 30.8193 | 6.3839 | 4.6569 | 13.3434 | 31.1585 | 5.5893 | 4.0773 | 10.7944 | 30.9263 | 5.0165 | 3.6595 | 8.9254 | 28.5365 | 4.6289 | 3.3767 | 7.9183 | 29.957 | 8.5974 | 6.2717 | 16.2026 | 29.9317 | 8.5053 | 6.2045 | 15.9838 | 29.956 | 8.3163 | 6.0666 | 15.9027 | 29.9968 | 8.0925 | 5.9034 | 15.7198 | 30.0357 | 7.8889 | 5.7548 | 15.514 | 30.0816 | 7.641 | 5.574 | 15.4102 | 30.1382 | 7.2602 | 5.2962 | 15.2416 | 30.2021 | 7.1522 | 5.2174 | 15.0694 | 30.2748 | 7.0467 | 5.1404 | 14.8362 | 30.3723 | 6.8526 | 4.9989 | 14.2642 | 30.7656 | 5.9647 | 4.3511 | 11.4979 | 30.7957 | 4.9954 | 3.6441 | 9.1275 | 28.143 | 4.5651 | 3.3302 | 7.8845 | 28.4202 | 4.61 | 3.363 | 8.5778
SQUIRES GATE | BLACKPOOL | PENWORTHAM WEST / STANAH | 332037 | 432063 | primary | best view | 19.2515 | 3.1228 | 2.278 | 13.9708 | 17.5255 | 2.8428 | 2.0738 | 12.1192 | 17.4842 | 2.8361 | 2.0689 | 12.0702 | 17.0762 | 2.7699 | 2.0206 | 11.6668 | 16.9991 | 2.7574 | 2.0115 | 11.6765 | 16.2152 | 2.6303 | 1.9187 | 11.3686 | 15.8406 | 2.5695 | 1.8744 | 11.2508 | 15.0609 | 2.443 | 1.7822 | 11.0878 | 14.0409 | 2.2776 | 1.6615 | 10.6744 | 12.8997 | 2.0925 | 1.5264 | 10.3164 | 11.9649 | 1.9408 | 1.4158 | 9.0122 | 24.0787 | 4.1263 | 3.0101 | 8.3901 | 24.5575 | 7.8169 | 5.7023 | 8.51 | 25.0221 | 8.8133 | 6.4292 | 8.3677 | 19.2515 | 3.1228 | 2.278 | 13.9708 | 18.5986 | 3.0169 | 2.2008 | 13.1591 | 18.6104 | 3.0188 | 2.2022 | 13.3396 | 18.2855 | 2.9661 | 2.1637 | 13.2079 | 18.5625 | 3.011 | 2.1965 | 13.4729 | 18.308 | 2.9697 | 2.1664 | 13.4311 | 17.9438 | 2.9107 | 2.1233 | 13.3647 | 17.7024 | 2.8715 | 2.0947 | 13.2187 | 17.2537 | 2.7987 | 2.0416 | 12.9071 | 16.9567 | 2.7505 | 2.0065 | 12.6579 | 17.6355 | 2.8606 | 2.0868 | 12.017 | 22.9867 | 4.3262 | 3.1559 | 11.6042 | 23.3264 | 6.7549 | 4.9276 | 11.4754 | 23.6206 | 7.2329 | 5.2763 | 11.4463 | 19.2515 | 3.1228 | 2.278 | 13.9708 | 17.5236 | 2.8425 | 2.0736 | 12.1195 | 17.4828 | 2.8359 | 2.0687 | 12.0707 | 17.0823 | 2.7709 | 2.0213 | 11.6676 | 17.0146 | 2.7599 | 2.0133 | 11.6774 | 16.2311 | 2.6328 | 1.9206 | 11.3683 | 15.8749 | 2.5751 | 1.8785 | 11.2477 | 15.0523 | 2.4416 | 1.7811 | 11.0841 | 14.0842 | 2.2846 | 1.6666 | 10.6716 | 12.9762 | 2.1049 | 1.5355 | 10.3567 | 12.2509 | 1.9872 | 1.4496 | 9.2578 | 23.7681 | 4.1972 | 3.0618 | 8.7949 | 24.1742 | 7.9037 | 5.7656 | 8.9476 | 24.4707 | 8.9127 | 6.5017 | 8.9124 | 19.2515 | 3.1228 | 2.278 | 13.9708 | 17.4241 | 2.8264 | 2.0618 | 12.1383 | 16.6861 | 2.7066 | 1.9745 | 12.1139 | 15.4914 | 2.5129 | 1.8331 | 11.7318 | 14.6738 | 2.3802 | 1.7364 | 11.7586 | 13.41 | 2.1752 | 1.5868 | 11.4565 | 12.5183 | 2.0306 | 1.4813 | 11.3259 | 12.0406 | 1.9531 | 1.4248 | 11.1458 | 11.3241 | 1.8369 | 1.34 | 10.8433 | 10.6577 | 1.7288 | 1.2611 | 10.6252 | 9.076 | 1.4722 | 1.074 | 9.076 | 19.6484 | 3.1872 | 2.325 | 6.5435 | 25.9449 | 6.4981 | 4.7403 | 4.6915 | 26.2007 | 7.0777 | 5.163 | 3.5237 | 19.2515 | 3.1228 | 2.278 | 13.9708 | 17.5741 | 2.8507 | 2.0795 | 12.1577 | 17.9711 | 2.9151 | 2.1265 | 12.0534 | 17.1 | 2.7738 | 2.0234 | 11.6558 | 14.6707 | 2.3797 | 1.736 | 11.6798 | 13.3058 | 2.1583 | 1.5745 | 11.3851 | 11.9238 | 1.9342 | 1.4109 | 11.257 | 11.9106 | 1.932 | 1.4094 | 11.0864 | 12.063 | 1.9567 | 1.4274 | 10.7362 | 12.2173 | 1.9818 | 1.4457 | 10.1516 | 24.4907 | 8.1165 | 5.9208 | 7.3004 | 25.3405 | 7.3527 | 5.3637 | 5.004 | 25.6444 | 7.3055 | 5.3293 | 3.9179 | 25.6115 | 7.3517 | 5.363 | 4.4387
ST ANNES | LYTHAM | PENWORTHAM WEST / STANAH | 331716 | 429849 | primary | best view | 22.723 | 11.0906 | 8.0905 | 14.2994 | 22.7135 | 10.9726 | 8.0043 | 13.5508 | 22.7349 | 10.8268 | 7.898 | 13.3334 | 22.7789 | 10.6382 | 7.7604 | 13.1002 | 22.8311 | 10.3583 | 7.5562 | 12.8528 | 22.8878 | 10.1316 | 7.3909 | 12.6011 | 22.9424 | 9.8871 | 7.2125 | 12.3396 | 23.0024 | 9.7479 | 7.111 | 12.0673 | 23.0664 | 9.5915 | 6.9968 | 11.7989 | 23.14 | 9.373 | 6.8375 | 11.4849 | 23.4542 | 9.1805 | 6.697 | 10.3738 | 23.7189 | 8.9409 | 6.5223 | 9.8284 | 23.8969 | 8.8098 | 6.4267 | 9.7309 | 24.043 | 8.7055 | 6.3505 | 9.7823 | 22.7227 | 11.0906 | 8.0905 | 14.2994 | 22.7152 | 11.0362 | 8.0507 | 13.9207 | 22.7293 | 10.9721 | 8.004 | 13.7689 | 22.7554 | 10.9474 | 7.9859 | 13.636 | 22.7825 | 10.8831 | 7.9391 | 13.5122 | 22.8148 | 10.817 | 7.8908 | 13.3597 | 22.8554 | 10.7333 | 7.8298 | 13.1679 | 22.9028 | 10.6641 | 7.7793 | 12.9574 | 22.9569 | 10.5718 | 7.712 | 12.7351 | 23.0089 | 10.4656 | 7.6345 | 12.4941 | 23.1563 | 10.2269 | 7.4604 | 11.7068 | 23.2773 | 9.9079 | 7.2277 | 11.2108 | 23.3772 | 9.79 | 7.1417 | 10.9665 | 23.4578 | 9.5948 | 6.9993 | 10.8059 | 22.723 | 11.0906 | 8.0905 | 14.2994 | 22.7135 | 10.9725 | 8.0043 | 13.5508 | 22.7347 | 10.8256 | 7.8971 | 13.3335 | 22.7787 | 10.646 | 7.7661 | 13.1004 | 22.8309 | 10.3614 | 7.5585 | 12.8529 | 22.8879 | 10.1362 | 7.3942 | 12.6011 | 22.9432 | 9.896 | 7.219 | 12.3391 | 23.0033 | 9.7574 | 7.1179 | 12.0667 | 23.0674 | 9.6008 | 7.0036 | 11.7983 | 23.1357 | 9.3761 | 6.8397 | 11.5113 | 23.4175 | 9.2032 | 6.7136 | 10.4929 | 23.6329 | 8.9736 | 6.5461 | 9.9924 | 23.7882 | 8.8445 | 6.452 | 9.8935 | 23.8991 | 8.7424 | 6.3775 | 9.9433 | 22.7235 | 11.0906 | 8.0905 | 14.2994 | 22.7105 | 10.9172 | 7.9639 | 13.5535 | 22.7344 | 10.6638 | 7.7791 | 13.3467 | 22.7885 | 10.3677 | 7.5631 | 13.1213 | 22.8579 | 10.0716 | 7.3471 | 12.8983 | 22.9292 | 9.7691 | 7.1264 | 12.6689 | 23.0103 | 9.4814 | 6.9166 | 12.4294 | 23.1038 | 9.3812 | 6.8434 | 12.1837 | 23.2071 | 9.279 | 6.7689 | 11.9641 | 23.3277 | 9.1574 | 6.6802 | 11.7318 | 23.7996 | 8.4329 | 6.1517 | 10.3725 | 24.2308 | 7.5802 | 5.5296 | 7.9594 | 24.4597 | 6.9993 | 5.1059 | 6.1072 | 24.5667 | 6.5565 | 4.7829 | 4.7988 | 22.7235 | 11.0906 | 8.0905 | 14.2994 | 22.7038 | 10.9461 | 7.985 | 13.5739 | 22.7439 | 10.3534 | 7.5526 | 13.2875 | 22.8013 | 9.9777 | 7.2786 | 13.0504 | 22.8608 | 9.6724 | 7.0559 | 12.8389 | 22.9274 | 9.3538 | 6.8234 | 12.6365 | 23.0064 | 9.0997 | 6.6381 | 12.4201 | 23.0948 | 9.0229 | 6.5821 | 12.2077 | 23.1954 | 8.9278 | 6.5127 | 11.9618 | 23.3262 | 8.7843 | 6.408 | 11.3496 | 23.8215 | 8.0054 | 5.8398 | 8.5091 | 24.1548 | 7.3388 | 5.3535 | 6.3255 | 24.2531 | 6.9413 | 5.0636 | 5.0703 | 24.2021 | 6.8832 | 5.0212 | 5.387
ST MARYS | GREENHILL | WHITEGATE | 392582 | 405316 | primary | best view | 29.7641 | 11.9969 | 8.7516 | 19.4717 | 29.7691 | 11.8919 | 8.675 | 19.515 | 29.8033 | 10.6761 | 7.7881 | 19.3551 | 29.8508 | 9.4473 | 6.8917 | 19.2515 | 29.8919 | 8.1511 | 5.9461 | 19.0848 | 29.9317 | 6.9605 | 5.0776 | 18.9377 | 29.9731 | 5.8445 | 4.2635 | 18.8733 | 30.0174 | 5.7905 | 4.2241 | 18.7501 | 30.0642 | 5.6979 | 4.1565 | 18.5775 | 30.1176 | 5.6297 | 4.1068 | 18.387 | 30.2722 | 5.5218 | 4.0281 | 17.6749 | 30.4184 | 7.0838 | 5.1675 | 17.1265 | 30.5164 | 9.6217 | 7.0189 | 16.787 | 30.5895 | 10.2695 | 7.4914 | 16.7261 | 29.7641 | 11.9969 | 8.7516 | 19.4717 | 29.7659 | 11.917 | 8.6933 | 19.5877 | 29.7902 | 10.3578 | 7.5559 | 19.5269 | 29.827 | 8.881 | 6.4786 | 19.5381 | 29.8604 | 7.3656 | 5.3731 | 19.4885 | 29.8998 | 5.9755 | 4.359 | 19.441 | 28.6842 | 4.6529 | 3.3942 | 19.3533 | 28.3678 | 4.6015 | 3.3568 | 19.1516 | 27.9423 | 4.5325 | 3.3064 | 18.9098 | 27.6245 | 4.481 | 3.2688 | 18.6364 | 28.0901 | 4.5565 | 3.3239 | 18.3701 | 30.2077 | 5.6187 | 4.0988 | 18.0032 | 30.2631 | 7.9785 | 5.8202 | 17.7002 | 30.3001 | 9.1095 | 6.6453 | 17.5022 | 29.7641 | 11.9969 | 8.7516 | 19.4717 | 29.7691 | 11.8948 | 8.6771 | 19.515 | 29.8032 | 10.6769 | 7.7887 | 19.3551 | 29.8507 | 9.4494 | 6.8932 | 19.2516 | 29.8917 | 8.1694 | 5.9595 | 19.0849 | 29.9318 | 6.9608 | 5.0778 | 18.9376 | 29.9737 | 5.8473 | 4.2655 | 18.8728 | 30.0181 | 5.7917 | 4.225 | 18.7495 | 30.065 | 5.7027 | 4.16 | 18.5769 | 30.1167 | 5.6316 | 4.1081 | 18.3936 | 30.2563 | 5.5374 | 4.0395 | 17.7135 | 30.3702 | 7.1085 | 5.1855 | 17.1972 | 30.4528 | 9.6487 | 7.0386 | 16.8687 | 30.4983 | 10.3104 | 7.5213 | 16.8253 | 29.7642 | 11.9969 | 8.7516 | 19.4717 | 29.765 | 11.8775 | 8.6644 | 19.5122 | 29.7954 | 10.6169 | 7.7449 | 19.3582 | 29.8408 | 9.3187 | 6.7978 | 19.26 | 29.8815 | 8.0092 | 5.8426 | 19.0935 | 29.9251 | 6.7429 | 4.9188 | 18.9325 | 29.976 | 5.5287 | 4.0331 | 18.8133 | 30.0321 | 5.352 | 3.9042 | 18.6323 | 30.092 | 5.2745 | 3.8477 | 18.4175 | 30.1583 | 5.206 | 3.7977 | 18.2332 | 30.2301 | 4.9036 | 3.5771 | 17.374 | 30.5649 | 6.0502 | 4.4136 | 15.8804 | 30.6573 | 8.3366 | 6.0814 | 14.7234 | 30.6772 | 8.5805 | 6.2594 | 13.908 | 29.7642 | 11.9969 | 8.7516 | 19.4717 | 29.7521 | 11.9725 | 8.7338 | 19.5336 | 29.7747 | 11.8025 | 8.6098 | 19.3751 | 29.8095 | 11.6648 | 8.5093 | 19.2769 | 29.841 | 11.5201 | 8.4037 | 19.0808 | 29.8737 | 11.278 | 8.2272 | 18.9077 | 29.9122 | 11.0786 | 8.0817 | 18.8108 | 29.9552 | 10.9809 | 8.0104 | 18.6558 | 30.002 | 10.8674 | 7.9276 | 18.4641 | 30.0592 | 10.6871 | 7.7961 | 18.0931 | 30.2875 | 9.884 | 7.2102 | 16.412 | 30.4445 | 9.2252 | 6.7296 | 14.9449 | 30.4806 | 8.9336 | 6.517 | 14.1305 | 30.4403 | 8.9093 | 6.4992 | 14.306
ST MARYS ST | RIBBLE | PENWORTHAM EAST / ROCHDALE | 354932 | 429640 | primary | best view | 23.7613 | 13.1923 | 9.6236 | 10.9986 | 23.7442 | 13.0983 | 9.555 | 11.0593 | 23.7596 | 12.9931 | 9.4783 | 10.9727 | 23.8088 | 12.7737 | 9.3183 | 10.6858 | 23.8622 | 12.5971 | 9.1894 | 10.7152 | 23.9209 | 12.4426 | 9.0767 | 10.5029 | 23.9845 | 12.4707 | 9.0972 | 10.3552 | 24.0556 | 12.4365 | 9.0723 | 10.2341 | 24.1395 | 12.3247 | 8.9907 | 10.1275 | 24.2368 | 12.2141 | 8.91 | 9.8871 | 24.6874 | 11.8054 | 8.6119 | 9.2383 | 25.1503 | 11.5973 | 8.46 | 8.9013 | 25.4659 | 11.3259 | 8.2621 | 8.6701 | 25.6822 | 11.316 | 8.2549 | 8.6796 | 23.7611 | 13.1923 | 9.6236 | 10.9986 | 23.7472 | 12.9445 | 9.4428 | 11.1229 | 23.7651 | 12.6192 | 9.2055 | 11.1343 | 23.8081 | 12.6864 | 9.2546 | 10.9651 | 23.8505 | 12.8067 | 9.3423 | 11.1226 | 23.905 | 12.7898 | 9.33 | 11.012 | 23.9754 | 12.7505 | 9.3013 | 10.9334 | 24.0606 | 12.7153 | 9.2757 | 10.8266 | 24.1612 | 12.6349 | 9.217 | 10.7079 | 24.2816 | 12.5483 | 9.1538 | 10.404 | 24.566 | 12.3291 | 8.9939 | 9.9404 | 24.8285 | 12.1948 | 8.8959 | 9.6189 | 25.0003 | 12.0701 | 8.805 | 9.3772 | 25.1154 | 12.0439 | 8.7859 | 9.3311 | 23.7613 | 13.1923 | 9.6236 | 10.9986 | 23.7438 | 13.0985 | 9.5552 | 11.0594 | 23.7629 | 12.9934 | 9.4785 | 10.9729 | 23.812 | 12.7714 | 9.3165 | 10.6861 | 23.8643 | 12.5939 | 9.1871 | 10.7156 | 23.9229 | 12.4437 | 9.0775 | 10.5028 | 23.9871 | 12.473 | 9.0989 | 10.3541 | 24.0577 | 12.4347 | 9.0709 | 10.2328 | 24.134 | 12.3164 | 8.9846 | 10.126 | 24.2223 | 12.1856 | 8.8893 | 9.8976 | 24.6213 | 11.837 | 8.635 | 9.306 | 24.9568 | 11.6321 | 8.4855 | 9.0378 | 25.1639 | 11.356 | 8.284 | 8.8338 | 25.2817 | 11.3678 | 8.2927 | 8.888 | 23.7614 | 13.1923 | 9.6236 | 10.9986 | 23.7399 | 13.1504 | 9.593 | 11.0652 | 23.7557 | 13.0975 | 9.5544 | 10.989 | 23.8057 | 12.989 | 9.4753 | 10.7061 | 23.8627 | 12.8925 | 9.4049 | 10.7348 | 23.9357 | 12.6698 | 9.2425 | 10.513 | 24.0212 | 12.4969 | 9.1163 | 10.3431 | 24.1184 | 12.3511 | 9.01 | 10.1951 | 24.2271 | 12.1268 | 8.8463 | 10.0704 | 24.3581 | 11.9344 | 8.706 | 9.8265 | 25.0377 | 10.9066 | 7.9562 | 8.8661 | 25.9019 | 10.3386 | 7.5419 | 6.92 | 26.4131 | 9.7683 | 7.1259 | 5.132 | 26.6462 | 9.3643 | 6.8311 | 4.1559 | 23.7614 | 13.1923 | 9.6236 | 10.9986 | 23.7258 | 13.1052 | 9.56 | 11.0943 | 23.7419 | 12.8522 | 9.3755 | 10.998 | 23.7833 | 12.5642 | 9.1654 | 10.7269 | 23.8298 | 12.5497 | 9.1549 | 10.7736 | 23.8965 | 12.3641 | 9.0194 | 10.578 | 23.9942 | 12.2099 | 8.907 | 10.4328 | 24.1025 | 12.1059 | 8.8311 | 10.3136 | 24.2301 | 11.971 | 8.7326 | 10.1892 | 24.4192 | 11.7802 | 8.5935 | 9.6813 | 25.2311 | 10.8962 | 7.9486 | 7.4248 | 25.9712 | 10.2353 | 7.4665 | 5.5744 | 26.312 | 9.8641 | 7.1957 | 4.3577 | 26.3125 | 9.8456 | 7.1823 | 4.7974
ST THOMAS RD | LYTHAM | PENWORTHAM WEST / STANAH | 332713 | 428643 | primary | best view | 29.8786 | 14.242 | 10.3894 | 18.3226 | 29.8862 | 14.1608 | 10.3301 | 18.1853 | 29.931 | 13.8479 | 10.1018 | 18.0102 | 29.9959 | 13.4083 | 9.7812 | 17.6619 | 30.0678 | 13.4521 | 9.8131 | 17.4399 | 30.1446 | 13.3054 | 9.7061 | 17.1024 | 30.226 | 13.2028 | 9.6313 | 16.8224 | 30.3092 | 13.0872 | 9.5469 | 16.5359 | 30.3922 | 12.9567 | 9.4517 | 16.2008 | 30.4867 | 12.8219 | 9.3534 | 15.8169 | 30.8219 | 12.2782 | 8.9568 | 14.5158 | 31.0452 | 11.9519 | 8.7187 | 13.7074 | 31.168 | 11.7215 | 8.5507 | 13.3902 | 31.2406 | 11.5398 | 8.4182 | 13.3315 | 29.8782 | 14.242 | 10.3894 | 18.3226 | 29.9058 | 14.184 | 10.347 | 18.1689 | 29.9608 | 14.1382 | 10.3136 | 18.0125 | 30.0145 | 13.9941 | 10.2085 | 17.7444 | 30.0698 | 13.9235 | 10.157 | 17.6053 | 30.1338 | 13.7539 | 10.0332 | 17.3125 | 30.2128 | 13.7114 | 10.0023 | 17.0309 | 30.3055 | 13.6147 | 9.9317 | 16.7183 | 30.4131 | 13.5056 | 9.8522 | 16.3311 | 30.5344 | 13.3935 | 9.7704 | 15.9282 | 30.6674 | 13.0965 | 9.5537 | 15.0584 | 30.7662 | 12.7786 | 9.3218 | 14.3034 | 30.8309 | 12.6262 | 9.2107 | 13.8265 | 30.8754 | 12.5186 | 9.1321 | 13.4348 | 29.8786 | 14.242 | 10.3894 | 18.3226 | 29.8862 | 14.161 | 10.3302 | 18.1853 | 29.931 | 13.8481 | 10.102 | 18.0102 | 29.9959 | 13.4124 | 9.7842 | 17.6619 | 30.0678 | 13.4557 | 9.8158 | 17.4399 | 30.1446 | 13.3082 | 9.7082 | 17.1024 | 30.226 | 13.2089 | 9.6357 | 16.8224 | 30.3092 | 13.0915 | 9.55 | 16.5359 | 30.3922 | 12.9609 | 9.4548 | 16.2008 | 30.4807 | 12.8298 | 9.3592 | 15.8403 | 30.7902 | 12.2968 | 8.9704 | 14.6131 | 31.0067 | 11.9771 | 8.7371 | 13.8238 | 31.1252 | 11.7362 | 8.5614 | 13.4959 | 31.1979 | 11.564 | 8.4358 | 13.417 | 29.8792 | 14.242 | 10.3894 | 18.3226 | 29.8853 | 14.1827 | 10.3461 | 18.1702 | 29.9322 | 13.9067 | 10.1448 | 17.9922 | 30.007 | 13.583 | 9.9086 | 17.6322 | 30.0962 | 13.2555 | 9.6697 | 17.3985 | 30.1978 | 12.9167 | 9.4225 | 17.0291 | 30.3121 | 12.5966 | 9.1891 | 16.6863 | 30.4294 | 12.4357 | 9.0717 | 16.3358 | 30.5565 | 12.2601 | 8.9436 | 15.9682 | 30.7028 | 12.0859 | 8.8165 | 15.6103 | 31.1039 | 11.214 | 8.1805 | 13.817 | 31.4212 | 10.1834 | 7.4287 | 10.3646 | 31.5728 | 9.4245 | 6.8751 | 7.8815 | 31.6514 | 8.8414 | 6.4497 | 6.0727 | 29.8792 | 14.242 | 10.3894 | 18.3226 | 29.8652 | 14.1611 | 10.3303 | 18.2197 | 29.9134 | 13.6452 | 9.954 | 17.9973 | 29.9756 | 13.2682 | 9.679 | 17.6521 | 30.0493 | 12.9181 | 9.4236 | 17.4315 | 30.1295 | 12.5461 | 9.1522 | 17.0993 | 30.2212 | 12.2096 | 8.9067 | 16.8148 | 30.3099 | 12.0742 | 8.8079 | 16.5323 | 30.4003 | 11.9302 | 8.7029 | 16.1954 | 30.5215 | 11.6903 | 8.5279 | 15.3234 | 30.9167 | 10.5313 | 7.6824 | 11.322 | 31.1435 | 9.5044 | 6.9333 | 8.1682 | 31.1942 | 9.0201 | 6.58 | 6.4545 | 31.1316 | 8.9712 | 6.5443 | 6.8807
STAINBURN | STAINBURN & SIDDICK | HARKER / HUTTON | 302535 | 529330 | primary | best view | 12.647 | 12.647 | 12.4411 | 11.5364 | 12.6405 | 12.6405 | 12.4175 | 11.3978 | 12.6759 | 12.6759 | 11.4452 | 11.3126 | 12.7259 | 12.7259 | 10.4427 | 11.0149 | 12.7922 | 12.7922 | 9.4139 | 10.7277 | 12.8673 | 11.6428 | 8.3679 | 10.349 | 12.9496 | 10.2062 | 7.3354 | 9.9654 | 13.044 | 10.1138 | 7.269 | 9.6603 | 13.1465 | 9.9973 | 7.1853 | 9.2479 | 13.2686 | 9.8906 | 7.1086 | 8.7905 | 13.7955 | 9.6476 | 6.9339 | 7.1272 | 14.1846 | 9.9685 | 7.1645 | 6.4289 | 14.4082 | 14.4082 | 11.2973 | 6.393 | 14.5251 | 14.5251 | 11.2549 | 6.7298 | 12.6467 | 12.6467 | 12.4411 | 11.5364 | 12.6422 | 12.6422 | 12.4232 | 11.4276 | 12.6676 | 12.6676 | 11.4435 | 11.4029 | 12.6969 | 12.6969 | 10.4854 | 11.242 | 12.7315 | 12.7315 | 9.5019 | 11.1226 | 12.7743 | 11.8233 | 8.4976 | 10.8924 | 12.826 | 10.4431 | 7.5057 | 10.6329 | 12.8859 | 10.4 | 7.4747 | 10.4434 | 12.9526 | 10.3563 | 7.4433 | 10.1443 | 13.0252 | 10.2994 | 7.4024 | 9.8752 | 13.2162 | 10.0947 | 7.2553 | 8.8893 | 13.3529 | 9.9022 | 7.1169 | 8.2514 | 13.4474 | 13.0161 | 9.355 | 7.9253 | 13.5138 | 13.5138 | 11.6487 | 7.7675 | 12.647 | 12.647 | 12.4411 | 11.5364 | 12.6405 | 12.6405 | 12.4176 | 11.3979 | 12.6758 | 12.6758 | 11.4453 | 11.3127 | 12.7258 | 12.7258 | 10.4418 | 11.0149 | 12.7921 | 12.7921 | 9.4211 | 10.7278 | 12.8673 | 11.6175 | 8.3497 | 10.3489 | 12.95 | 10.2204 | 7.3456 | 9.9652 | 13.0445 | 10.126 | 7.2777 | 9.66 | 13.1471 | 10.0156 | 7.1984 | 9.2476 | 13.2588 | 9.9 | 7.1153 | 8.8339 | 13.7351 | 9.6752 | 6.9537 | 7.3174 | 14.0775 | 10.005 | 7.1908 | 6.6693 | 14.2992 | 14.2992 | 11.3255 | 6.6192 | 14.3979 | 14.3979 | 11.2853 | 6.9289 | 12.6476 | 12.6476 | 12.4411 | 11.5364 | 12.6401 | 12.6401 | 12.4164 | 11.392 | 12.6823 | 12.6823 | 11.4629 | 11.3124 | 12.7483 | 12.7483 | 10.4821 | 11.0282 | 12.843 | 12.843 | 9.4799 | 10.7759 | 12.9585 | 11.7594 | 8.4517 | 10.432 | 13.0939 | 10.3354 | 7.4283 | 10.069 | 13.2552 | 10.2279 | 7.351 | 9.7918 | 13.4364 | 10.1018 | 7.2604 | 9.452 | 13.6517 | 9.9688 | 7.1647 | 9.1454 | 14.3718 | 9.4259 | 6.7746 | 7.4984 | 14.8773 | 9.1529 | 6.5784 | 4.9983 | 15.1256 | 14.3584 | 10.3197 | 3.3532 | 15.2493 | 13.9448 | 10.0224 | 2.2207 | 12.6476 | 12.6476 | 12.4411 | 11.5364 | 12.6319 | 12.6319 | 12.4199 | 11.423 | 12.6941 | 12.6941 | 12.3728 | 11.2348 | 12.7686 | 12.7686 | 12.2763 | 10.9157 | 12.8679 | 12.8679 | 12.1528 | 10.6471 | 12.981 | 12.981 | 11.9426 | 10.3219 | 13.1409 | 13.1409 | 11.824 | 9.9686 | 13.2913 | 13.2913 | 11.7692 | 9.7527 | 13.4605 | 13.4605 | 11.7122 | 9.4121 | 13.6724 | 13.6724 | 11.6196 | 8.7626 | 14.3566 | 14.3566 | 11.1391 | 5.7632 | 14.693 | 14.693 | 10.7119 | 3.715 | 14.7775 | 14.5017 | 10.4227 | 2.7091 | 14.719 | 14.5136 | 10.4312 | 3.2166
STANDISH | WRIGHTINGTON | PENWORTHAM WEST / STANAH | 356139 | 410059 | primary | best view | 17.809 | 13.8127 | 9.9274 | 11.9508 | 17.7957 | 13.7238 | 9.8636 | 11.8185 | 17.8739 | 11.6818 | 8.396 | 11.3751 | 17.9895 | 9.5752 | 6.8819 | 10.7076 | 18.1291 | 7.4735 | 5.3714 | 10.1613 | 18.2832 | 5.2948 | 3.8055 | 9.4594 | 18.4509 | 3.2317 | 2.3227 | 8.7998 | 18.2999 | 3.0129 | 2.1655 | 8.0564 | 17.0349 | 2.8047 | 2.0158 | 7.3303 | 15.5882 | 2.5665 | 1.8446 | 6.3736 | 14.2026 | 2.3383 | 1.6806 | 2.965 | 20.9043 | 5.0932 | 3.6606 | 1.4196 | 21.4233 | 9.8407 | 7.0727 | 1.3328 | 21.8613 | 11.0807 | 7.9639 | 1.9006 | 17.8084 | 13.8127 | 9.9274 | 11.9508 | 17.7907 | 13.7139 | 9.8564 | 11.9111 | 17.8337 | 11.718 | 8.4219 | 11.6285 | 17.8876 | 9.7327 | 6.9951 | 11.2895 | 17.9456 | 7.7234 | 5.551 | 11.1182 | 18.0191 | 5.7183 | 4.1099 | 10.7441 | 18.1038 | 3.7523 | 2.6969 | 10.3477 | 18.208 | 3.6307 | 2.6095 | 9.8618 | 18.3303 | 3.4743 | 2.4971 | 9.3707 | 18.4683 | 3.3994 | 2.4432 | 8.805 | 18.8862 | 3.276 | 2.3545 | 7.0294 | 19.2525 | 4.8516 | 3.4869 | 5.8997 | 19.565 | 7.7107 | 5.5418 | 5.3391 | 19.8165 | 8.5146 | 6.1196 | 4.9731 | 17.809 | 13.8127 | 9.9274 | 11.9508 | 17.7955 | 13.7331 | 9.8703 | 11.8187 | 17.8734 | 11.7032 | 8.4113 | 11.3754 | 17.9888 | 9.6002 | 6.8998 | 10.708 | 18.1282 | 7.4992 | 5.3899 | 10.1619 | 18.2835 | 5.3223 | 3.8253 | 9.4592 | 18.4539 | 3.2672 | 2.3482 | 8.7981 | 18.4935 | 3.0448 | 2.1884 | 8.0544 | 17.2523 | 2.8405 | 2.0415 | 7.3279 | 15.8391 | 2.6078 | 1.8743 | 6.453 | 14.7261 | 2.4245 | 1.7426 | 3.331 | 20.6046 | 5.2038 | 3.7401 | 1.9386 | 21.0675 | 9.9483 | 7.15 | 1.8542 | 21.3815 | 11.1899 | 8.0424 | 2.4389 | 17.8105 | 13.8127 | 9.9274 | 11.9508 | 17.7934 | 13.6913 | 9.8402 | 11.7993 | 17.8875 | 11.5215 | 8.2807 | 11.356 | 18.0348 | 8.8482 | 6.3594 | 10.7202 | 18.2315 | 6.7667 | 4.8634 | 10.2242 | 18.4735 | 4.6608 | 3.3498 | 9.555 | 15.7494 | 2.593 | 1.8637 | 8.8966 | 14.4692 | 2.3822 | 1.7122 | 8.1484 | 13.0966 | 2.1563 | 1.5497 | 7.5483 | 11.9943 | 1.9748 | 1.4193 | 6.8664 | 9.6634 | 1.591 | 1.1435 | 3.4419 | 21.1039 | 3.4746 | 2.4973 | -2.5208 | 23.1439 | 7.4146 | 5.329 | -6.6258 | 23.544 | 8.0532 | 5.788 | -9.7627 | 17.8105 | 13.8127 | 9.9274 | 11.9508 | 17.7739 | 13.7463 | 9.8798 | 11.8724 | 17.9172 | 13.3636 | 9.6047 | 11.2372 | 18.0804 | 12.8648 | 9.2462 | 10.5718 | 18.2842 | 12.5883 | 9.0475 | 10.1033 | 18.5252 | 12.5146 | 8.9945 | 9.5191 | 18.7721 | 12.3591 | 8.8827 | 8.9634 | 19.0358 | 12.2126 | 8.7775 | 8.3659 | 19.3113 | 12.0632 | 8.67 | 7.8047 | 19.7066 | 11.7706 | 8.4597 | 6.3349 | 21.2293 | 10.482 | 7.5336 | -0.43921 | 22.2154 | 9.454 | 6.7948 | -5.4013 | 22.5822 | 9.2088 | 6.6186 | -7.9699 | 22.5316 | 9.1649 | 6.587 | -7.1461
STRANGEWAYS | FREDERICK RD | KEARSLEY | 383780 | 399743 | primary | best view | 33.4846 | 10.3104 | 7.5213 | 16.1521 | 33.4819 | 10.0296 | 7.3165 | 14.7487 | 33.5253 | 9.9425 | 7.2529 | 14.4155 | 33.5977 | 9.804 | 7.1519 | 14.1744 | 33.6701 | 9.6667 | 7.0517 | 13.8508 | 33.7454 | 9.6804 | 7.0617 | 13.6105 | 33.8252 | 9.6718 | 7.0554 | 13.3702 | 33.9128 | 9.6368 | 7.0299 | 13.1184 | 34.0059 | 9.5548 | 6.9701 | 12.7997 | 34.1112 | 9.4568 | 6.8986 | 12.5135 | 34.4683 | 9.1079 | 6.6441 | 11.4533 | 34.7816 | 8.7752 | 6.4014 | 10.8322 | 34.9834 | 8.6685 | 6.3236 | 10.5298 | 35.1516 | 8.5064 | 6.2053 | 10.4718 | 33.4845 | 10.3104 | 7.5213 | 16.1521 | 33.4846 | 10.1908 | 7.4341 | 15.5843 | 33.5243 | 10.1428 | 7.399 | 15.4751 | 33.5934 | 10.0456 | 7.3281 | 15.4028 | 33.6638 | 10.0434 | 7.3265 | 15.2631 | 33.7174 | 10.0617 | 7.3399 | 15.1653 | 33.7865 | 10.0354 | 7.3207 | 14.9861 | 33.8767 | 9.9461 | 7.2555 | 14.7274 | 33.9884 | 9.8176 | 7.1618 | 14.3338 | 34.1207 | 9.6854 | 7.0654 | 13.9336 | 34.2787 | 9.576 | 6.9856 | 13.4641 | 34.4105 | 9.5084 | 6.9362 | 13.2295 | 34.5146 | 9.7095 | 7.0829 | 13.163 | 34.5947 | 9.7737 | 7.1298 | 13.1886 | 33.4846 | 10.3104 | 7.5213 | 16.1521 | 33.4818 | 10.0286 | 7.3157 | 14.7488 | 33.5251 | 9.9376 | 7.2494 | 14.4156 | 33.5974 | 9.746 | 7.1096 | 14.1746 | 33.6697 | 9.7541 | 7.1155 | 13.8511 | 33.7455 | 9.7365 | 7.1027 | 13.6104 | 33.8264 | 9.7158 | 7.0876 | 13.3692 | 33.9142 | 9.6686 | 7.0531 | 13.1172 | 34.0076 | 9.5735 | 6.9837 | 12.7984 | 34.1076 | 9.4841 | 6.9185 | 12.5306 | 34.4263 | 9.1541 | 6.6778 | 11.5479 | 34.6689 | 8.8479 | 6.4544 | 10.991 | 34.8374 | 8.7291 | 6.3677 | 10.7095 | 34.9493 | 8.5716 | 6.2529 | 10.6838 | 33.4848 | 10.3104 | 7.5213 | 16.1521 | 33.4752 | 10.0686 | 7.3449 | 14.7562 | 33.5155 | 10.0069 | 7.2999 | 14.4433 | 33.5902 | 9.8968 | 7.2196 | 14.2181 | 33.6702 | 9.7519 | 7.1139 | 13.9095 | 33.7616 | 9.6305 | 7.0253 | 13.682 | 33.8653 | 9.5119 | 6.9388 | 13.4466 | 33.9839 | 9.393 | 6.852 | 13.1973 | 34.1142 | 9.2546 | 6.7511 | 12.8908 | 34.264 | 9.1431 | 6.6698 | 12.639 | 34.7782 | 8.5201 | 6.2153 | 11.2281 | 35.2219 | 7.7396 | 5.6459 | 8.5315 | 35.439 | 7.1576 | 5.2214 | 6.3664 | 35.5122 | 6.6559 | 4.8554 | 4.7168 | 33.4848 | 10.3104 | 7.5213 | 16.1521 | 33.4542 | 10.0324 | 7.3185 | 14.8035 | 33.4909 | 9.9952 | 7.2914 | 14.471 | 33.5517 | 10.0253 | 7.3133 | 14.2701 | 33.6146 | 9.914 | 7.2321 | 14.0013 | 33.6853 | 9.8382 | 7.1768 | 13.8023 | 33.7705 | 9.7271 | 7.0958 | 13.6403 | 33.868 | 9.6419 | 7.0337 | 13.4504 | 33.9788 | 9.5097 | 6.9372 | 13.149 | 34.1203 | 9.2937 | 6.7796 | 12.4514 | 34.6488 | 8.3166 | 6.0669 | 9.3749 | 34.995 | 7.4202 | 5.413 | 6.8122 | 35.0784 | 6.9942 | 5.1022 | 5.2176 | 35.0018 | 6.95 | 5.0699 | 5.6184
STRAWBERRY BANK | HUNCOAT | PADIHAM | 376338 | 429396 | primary | best view | 20.6353 | 4.4839 | 3.271 | 19.2291 | 20.6133 | 4.4168 | 3.222 | 19.1157 | 20.6546 | 4.2336 | 3.0884 | 18.93 | 20.7197 | 4.0068 | 2.9229 | 18.8125 | 20.791 | 3.8066 | 2.7768 | 18.6536 | 20.8684 | 3.6367 | 2.6529 | 18.5552 | 20.9519 | 3.4589 | 2.5233 | 18.4536 | 20.5424 | 3.3322 | 2.4308 | 18.298 | 20.2901 | 3.2912 | 2.4009 | 18.1552 | 20.0871 | 3.2583 | 2.3769 | 17.9785 | 20.3628 | 3.303 | 2.4095 | 17.1581 | 22.284 | 5.4738 | 3.9931 | 16.6335 | 22.6496 | 9.0771 | 6.6216 | 16.4663 | 23.013 | 9.8297 | 7.1706 | 16.4141 | 20.6383 | 4.4839 | 3.271 | 19.2291 | 20.5972 | 4.5043 | 3.2858 | 19.5333 | 20.5992 | 4.2542 | 3.1034 | 19.703 | 20.6122 | 4.0065 | 2.9227 | 19.9429 | 20.6213 | 3.7767 | 2.7551 | 20.1657 | 20.6406 | 3.5911 | 2.6197 | 20.4315 | 20.6501 | 3.3899 | 2.4729 | 20.4409 | 20.508 | 3.3266 | 2.4267 | 20.2489 | 20.0031 | 3.2447 | 2.367 | 19.9586 | 19.4557 | 3.1559 | 2.3022 | 19.4557 | 19.7219 | 3.1991 | 2.3337 | 19.3111 | 21.1328 | 4.505 | 3.2863 | 19.2499 | 21.3278 | 7.179 | 5.237 | 19.4827 | 21.4898 | 8.1116 | 5.9173 | 19.7787 | 20.6353 | 4.4839 | 3.271 | 19.2291 | 20.6131 | 4.4171 | 3.2222 | 19.1159 | 20.6542 | 4.2341 | 3.0887 | 18.9304 | 20.7191 | 4.0078 | 2.9236 | 18.8132 | 20.7902 | 3.8069 | 2.7771 | 18.6545 | 20.8686 | 3.6365 | 2.6528 | 18.555 | 20.9545 | 3.462 | 2.5255 | 18.4509 | 20.5667 | 3.3361 | 2.4337 | 18.2949 | 20.2884 | 3.291 | 2.4007 | 18.1517 | 20.135 | 3.2661 | 2.3826 | 18.0101 | 20.5527 | 3.3339 | 2.432 | 17.3226 | 22.0473 | 5.5294 | 4.0336 | 16.9183 | 22.3337 | 9.1524 | 6.6766 | 16.8303 | 22.5547 | 9.9272 | 7.2418 | 16.9027 | 20.6352 | 4.4839 | 3.271 | 19.2291 | 20.6146 | 4.444 | 3.2418 | 19.1633 | 20.657 | 4.3047 | 3.1402 | 19.0117 | 20.7263 | 4.1522 | 3.0289 | 18.9147 | 20.8067 | 3.9793 | 2.9029 | 18.7571 | 20.9033 | 3.8041 | 2.775 | 18.6364 | 21.0179 | 3.6321 | 2.6496 | 18.4892 | 21.1544 | 3.4945 | 2.5492 | 18.2655 | 20.6178 | 3.3444 | 2.4397 | 18.0335 | 19.5676 | 3.1741 | 2.3154 | 17.7039 | 18.4456 | 2.9921 | 2.1827 | 16.6855 | 23.5596 | 4.194 | 3.0594 | 14.4492 | 24.216 | 6.6963 | 4.8848 | 12.3293 | 24.514 | 6.8933 | 5.0286 | 10.9686 | 20.6352 | 4.4839 | 3.271 | 19.2291 | 20.602 | 4.4214 | 3.2253 | 19.1764 | 20.6652 | 4.0979 | 2.9894 | 18.9878 | 20.7369 | 3.9522 | 2.8831 | 18.8784 | 20.8165 | 3.7609 | 2.7435 | 18.7151 | 21.0047 | 3.5897 | 2.6186 | 18.503 | 20.7437 | 3.3648 | 2.4546 | 18.3536 | 20.9885 | 3.4045 | 2.4836 | 18.1351 | 21.4395 | 3.4852 | 2.5424 | 17.9052 | 21.7738 | 3.5875 | 2.6171 | 17.6384 | 22.9046 | 9.2551 | 6.7514 | 14.9782 | 23.7713 | 8.2701 | 6.0329 | 12.0206 | 24.1266 | 7.8359 | 5.7162 | 10.6929 | 24.0255 | 7.8979 | 5.7614 | 11.6206
STUART ST | STUART ST | STALYBRIDGE | 387190 | 398835 | primary | best view | 31.1487 | 10.8259 | 7.8974 | 17.4101 | 31.1288 | 10.6682 | 7.7823 | 17.0651 | 31.1576 | 10.2809 | 7.4998 | 16.9192 | 31.2162 | 10.0286 | 7.3158 | 16.6957 | 31.2693 | 10.1156 | 7.3792 | 16.6276 | 31.321 | 9.982 | 7.2817 | 16.3889 | 31.3761 | 9.8387 | 7.1772 | 16.2041 | 31.4386 | 9.7817 | 7.1357 | 16.0515 | 31.5079 | 9.6969 | 7.0738 | 15.8379 | 31.588 | 9.6033 | 7.0055 | 15.5239 | 32.0472 | 9.1953 | 6.7078 | 14.4006 | 32.5777 | 8.8952 | 6.4889 | 13.665 | 32.9023 | 8.8016 | 6.4207 | 13.3479 | 33.203 | 8.7019 | 6.3479 | 13.1949 | 31.1486 | 10.8259 | 7.8974 | 17.4101 | 31.0943 | 10.7318 | 7.8287 | 17.2847 | 31.0757 | 10.5711 | 7.7115 | 17.2739 | 31.0784 | 10.3232 | 7.5306 | 17.1951 | 31.0726 | 10.2098 | 7.4479 | 17.2729 | 31.0703 | 10.0338 | 7.3195 | 17.172 | 31.0862 | 9.7987 | 7.148 | 17.0855 | 31.1179 | 9.7608 | 7.1203 | 17.0059 | 31.1647 | 9.7599 | 7.1197 | 16.8392 | 31.2265 | 9.7361 | 7.1024 | 16.6258 | 31.4621 | 9.6787 | 7.0605 | 15.9226 | 31.7107 | 9.6091 | 7.0097 | 15.3916 | 31.9374 | 9.6352 | 7.0287 | 15.0909 | 32.1257 | 9.6496 | 7.0392 | 14.8884 | 31.1487 | 10.8259 | 7.8974 | 17.4101 | 31.1285 | 10.6637 | 7.779 | 17.0653 | 31.158 | 10.2771 | 7.497 | 16.9193 | 31.2164 | 10.0278 | 7.3151 | 16.696 | 31.2692 | 10.1136 | 7.3777 | 16.628 | 31.322 | 9.9796 | 7.28 | 16.3887 | 31.3795 | 9.8389 | 7.1773 | 16.2023 | 31.4423 | 9.78 | 7.1343 | 16.0496 | 31.5095 | 9.6963 | 7.0733 | 15.837 | 31.5842 | 9.604 | 7.006 | 15.5449 | 31.9815 | 9.2175 | 6.724 | 14.5181 | 32.3397 | 8.9403 | 6.5218 | 13.9032 | 32.626 | 8.8728 | 6.4726 | 13.6733 | 32.8016 | 8.7939 | 6.415 | 13.6474 | 31.1489 | 10.8259 | 7.8974 | 17.4101 | 31.121 | 10.6293 | 7.7539 | 17.0712 | 31.1474 | 10.5061 | 7.6641 | 16.9223 | 31.2092 | 10.4491 | 7.6224 | 16.6964 | 31.2701 | 10.2921 | 7.5079 | 16.6297 | 31.3446 | 10.111 | 7.3758 | 16.3825 | 31.436 | 9.9346 | 7.2472 | 16.1718 | 31.5447 | 9.8207 | 7.164 | 15.9895 | 31.6646 | 9.6982 | 7.0747 | 15.7845 | 31.8056 | 9.5677 | 6.9795 | 15.5075 | 32.5465 | 8.8935 | 6.4876 | 14.1606 | 33.3183 | 8.0307 | 5.8583 | 11.3803 | 33.7587 | 7.441 | 5.4281 | 9.3506 | 33.9156 | 6.9919 | 5.1005 | 8.0319 | 31.1489 | 10.8259 | 7.8974 | 17.4101 | 31.1153 | 10.6997 | 7.8053 | 17.1027 | 31.1516 | 10.4317 | 7.6097 | 16.9235 | 31.2162 | 10.3249 | 7.5319 | 16.7001 | 31.2793 | 10.2628 | 7.4865 | 16.6433 | 31.3608 | 10.0965 | 7.3653 | 16.4135 | 31.4698 | 9.8963 | 7.2192 | 16.2188 | 31.601 | 9.811 | 7.157 | 16.0543 | 31.7574 | 9.7006 | 7.0764 | 15.8167 | 31.9515 | 9.5074 | 6.9355 | 15.1094 | 32.7441 | 8.7118 | 6.3551 | 12.0734 | 33.3935 | 8.0026 | 5.8378 | 9.573 | 33.6439 | 7.6234 | 5.5611 | 8.2258 | 33.6091 | 7.5753 | 5.5261 | 8.594
STUBBINS | ROSSENDALE | PADIHAM | 379112 | 418005 | primary | best view | 45.5216 | 12.3973 | 8.9102 | 30.0117 | 45.475 | 12.4084 | 8.9182 | 30.0134 | 45.5591 | 12.3548 | 8.8796 | 29.895 | 45.6904 | 12.2416 | 8.7983 | 29.6929 | 45.7839 | 12.1913 | 8.7621 | 29.5571 | 45.8637 | 12.0783 | 8.6809 | 29.4551 | 45.9427 | 12.0469 | 8.6583 | 29.3448 | 46.0266 | 11.9362 | 8.5788 | 29.2463 | 49.0094 | 11.3911 | 8.187 | 26.2484 | 48.9328 | 11.1864 | 8.0399 | 26.2826 | 49.0333 | 10.9167 | 7.846 | 26.0225 | 49.1562 | 10.5106 | 7.5542 | 25.7773 | 49.1054 | 10.1758 | 7.3136 | 25.9474 | 49.0103 | 9.9991 | 7.1865 | 26.1936 | 45.5214 | 12.3973 | 8.9102 | 30.0117 | 45.3466 | 12.4137 | 8.922 | 30.2747 | 45.2657 | 12.4279 | 8.9322 | 30.4399 | 45.2192 | 12.3985 | 8.9111 | 30.5348 | 45.1266 | 12.3729 | 8.8926 | 30.6976 | 45.0274 | 12.4007 | 8.9126 | 30.882 | 44.9638 | 12.3826 | 8.8996 | 30.9883 | 44.9346 | 12.3541 | 8.8792 | 31.0381 | 44.9368 | 12.3579 | 8.8819 | 31.0326 | 44.9658 | 12.3311 | 8.8626 | 30.8982 | 45.0192 | 12.1806 | 8.7544 | 30.9053 | 45.0434 | 12.1693 | 8.7463 | 30.8823 | 45.0354 | 12.1139 | 8.7065 | 30.9872 | 44.9796 | 12.0678 | 8.6734 | 31.1554 | 45.5216 | 12.3973 | 8.9102 | 30.0117 | 45.4749 | 12.3838 | 8.9005 | 30.0135 | 45.5589 | 12.3419 | 8.8703 | 29.8952 | 45.6901 | 12.2345 | 8.7932 | 29.6932 | 45.7834 | 12.1741 | 8.7498 | 29.5575 | 45.8639 | 12.0708 | 8.6755 | 29.455 | 45.9441 | 12.039 | 8.6526 | 29.3435 | 46.0282 | 11.9248 | 8.5706 | 29.2448 | 49.0112 | 11.3854 | 8.1829 | 26.2467 | 48.9272 | 11.1902 | 8.0426 | 26.2889 | 49.0035 | 10.9241 | 7.8514 | 26.0743 | 49.0496 | 10.5221 | 7.5624 | 25.9145 | 48.9614 | 10.2005 | 7.3313 | 26.1018 | 48.7965 | 10.0306 | 7.2092 | 26.395 | 45.5222 | 12.3973 | 8.9102 | 30.0117 | 45.4571 | 12.3797 | 8.8975 | 30.0456 | 45.5285 | 12.3045 | 8.8435 | 29.9635 | 45.6495 | 12.1194 | 8.7105 | 29.7999 | 45.7399 | 11.9911 | 8.6183 | 29.7014 | 45.8275 | 11.8814 | 8.5394 | 29.6328 | 45.9267 | 11.7394 | 8.4373 | 29.5503 | 46.0402 | 11.6403 | 8.3661 | 29.477 | 48.8267 | 11.162 | 8.0224 | 26.7038 | 48.7035 | 11.0903 | 7.9708 | 26.7794 | 53.1058 | 9.8686 | 7.0928 | 22.0855 | 52.3923 | 9.0405 | 6.4976 | 21.228 | 50.7142 | 8.4496 | 6.0729 | 21.2267 | 48.8496 | 8.0427 | 5.7805 | 21.2762 | 45.5222 | 12.3973 | 8.9102 | 30.0117 | 45.4548 | 12.4116 | 8.9204 | 30.058 | 45.5555 | 12.2572 | 8.8095 | 29.9595 | 45.6862 | 12.1501 | 8.7325 | 29.7986 | 45.7815 | 11.5862 | 8.3272 | 29.7071 | 45.8716 | 10.953 | 7.8721 | 29.6369 | 48.8178 | 10.0908 | 7.2525 | 26.6897 | 48.735 | 10.0408 | 7.2165 | 26.8157 | 48.6278 | 9.9765 | 7.1703 | 26.8969 | 48.5347 | 9.8561 | 7.0838 | 26.8071 | 49.3253 | 9.0048 | 6.4719 | 25.1154 | 49.2727 | 8.5928 | 6.1758 | 24.3395 | 48.886 | 8.4028 | 6.0393 | 24.3264 | 48.477 | 8.4448 | 6.0694 | 25.0829
SWINTON | AGECROFT | KEARSLEY | 378367 | 401718 | primary | best view | 30.5114 | 15.4769 | 11.1236 | 18.1351 | 30.5189 | 15.1776 | 10.9084 | 17.8685 | 30.5677 | 13.3958 | 9.6278 | 17.8995 | 30.6412 | 11.7496 | 8.4447 | 17.5728 | 30.722 | 10.0202 | 7.2017 | 17.3116 | 30.808 | 8.2584 | 5.9355 | 17.015 | 30.9008 | 6.6217 | 4.7592 | 16.7744 | 31.0064 | 6.5258 | 4.6902 | 16.4793 | 31.1249 | 6.4315 | 4.6224 | 16.1075 | 31.2595 | 6.344 | 4.5595 | 15.725 | 31.9371 | 6.2995 | 4.5276 | 14.301 | 32.6501 | 8.6616 | 6.2253 | 13.1972 | 33.1952 | 12.7507 | 9.1642 | 12.5508 | 33.7211 | 13.4951 | 9.6992 | 12.1837 | 30.5111 | 15.4769 | 11.1236 | 18.1351 | 30.5293 | 15.1371 | 10.8793 | 17.8508 | 30.5713 | 13.3841 | 9.6194 | 17.8915 | 30.633 | 11.658 | 8.3789 | 17.6199 | 30.6983 | 9.959 | 7.1578 | 17.4304 | 30.7748 | 8.2584 | 5.9355 | 17.1797 | 30.8597 | 6.6554 | 4.7834 | 16.9507 | 30.9459 | 6.6156 | 4.7548 | 16.6562 | 31.0481 | 6.5569 | 4.7126 | 16.2659 | 31.1683 | 6.4884 | 4.6633 | 15.8932 | 31.5981 | 6.5856 | 4.7332 | 14.8807 | 32.0002 | 8.1475 | 5.8557 | 14.0176 | 32.3548 | 10.7701 | 7.7407 | 13.3128 | 32.6557 | 11.3317 | 8.1443 | 12.7796 | 30.5114 | 15.4769 | 11.1236 | 18.1351 | 30.5185 | 15.1084 | 10.8587 | 17.8687 | 30.5688 | 13.5091 | 9.7093 | 17.8994 | 30.6419 | 11.8244 | 8.4985 | 17.5728 | 30.7224 | 10.0926 | 7.2538 | 17.3118 | 30.8096 | 8.314 | 5.9754 | 17.0145 | 30.9053 | 6.6904 | 4.8085 | 16.7723 | 31.0111 | 6.624 | 4.7608 | 16.4769 | 31.125 | 6.5201 | 4.6861 | 16.1063 | 31.25 | 6.441 | 4.6293 | 15.7498 | 31.8515 | 6.3982 | 4.5985 | 14.4335 | 32.3515 | 8.7835 | 6.3129 | 13.4781 | 32.7686 | 12.8472 | 9.2335 | 12.8886 | 33.1074 | 13.5966 | 9.7721 | 12.6039 | 30.5118 | 15.4769 | 11.1236 | 18.1351 | 30.5142 | 15.5345 | 11.165 | 17.8635 | 30.567 | 14.0098 | 10.0692 | 17.8971 | 30.6516 | 12.3005 | 8.8406 | 17.564 | 30.7513 | 10.5956 | 7.6152 | 17.3209 | 30.8752 | 8.8835 | 6.3847 | 17.0392 | 31.0226 | 7.2127 | 5.1839 | 16.8067 | 31.1968 | 7.0778 | 5.087 | 16.5205 | 31.393 | 6.9309 | 4.9813 | 16.1833 | 31.6155 | 6.7661 | 4.8629 | 15.8659 | 32.6849 | 6.2349 | 4.4811 | 13.7928 | 33.8666 | 7.7721 | 5.586 | 9.6659 | 34.6341 | 10.8775 | 7.8179 | 6.3253 | 35.0051 | 11.1422 | 8.0081 | 4.0391 | 30.5118 | 15.4769 | 11.1236 | 18.1351 | 30.497 | 15.1254 | 10.8709 | 17.9196 | 30.5583 | 15.1535 | 10.8911 | 17.9092 | 30.6406 | 14.9163 | 10.7207 | 17.5923 | 30.7358 | 14.6868 | 10.5557 | 17.3868 | 30.8602 | 14.4347 | 10.3745 | 17.1539 | 31.0243 | 14.3234 | 10.2945 | 16.9602 | 31.2203 | 14.2221 | 10.2217 | 16.7171 | 31.4499 | 14.0879 | 10.1252 | 16.3536 | 31.7196 | 13.7856 | 9.908 | 15.423 | 32.9147 | 13.502 | 9.7041 | 10.9857 | 33.9306 | 12.4178 | 8.9249 | 7.2407 | 34.4269 | 11.7878 | 8.4722 | 4.8659 | 34.4977 | 11.6915 | 8.4029 | 5.0307
TAME VALLEY | HARTSHEAD-HEYROD | STALYBRIDGE | 395148 | 398108 | primary | best view | 31.7102 | 12.0518 | 8.7916 | 12.6607 | 31.6949 | 11.9896 | 8.7463 | 12.5003 | 31.7305 | 10.4268 | 7.6062 | 12.4307 | 31.7976 | 8.7732 | 6.3999 | 12.0245 | 31.8761 | 7.1673 | 5.2284 | 11.9221 | 31.9607 | 5.5067 | 4.0171 | 11.4887 | 23.6525 | 3.8367 | 2.7988 | 11.093 | 23.0509 | 3.7391 | 2.7276 | 10.7137 | 22.2577 | 3.6104 | 2.6337 | 10.2973 | 21.3014 | 3.4553 | 2.5206 | 9.6872 | 19.0948 | 3.0974 | 2.2595 | 7.5418 | 30.7681 | 4.9909 | 3.6408 | 6.1333 | 34.9029 | 8.4864 | 6.1907 | 5.4957 | 35.6823 | 9.3002 | 6.7843 | 5.2476 | 31.71 | 12.0518 | 8.7916 | 12.6607 | 31.6956 | 12.0004 | 8.7541 | 12.4906 | 31.7172 | 10.3905 | 7.5797 | 12.4725 | 31.7559 | 8.7425 | 6.3775 | 12.1957 | 31.7976 | 7.1268 | 5.1989 | 12.2318 | 31.8517 | 5.4549 | 3.9793 | 11.9163 | 23.1703 | 3.7585 | 2.7417 | 11.588 | 22.6801 | 3.6789 | 2.6837 | 11.2609 | 22.0796 | 3.5815 | 2.6127 | 10.874 | 21.3444 | 3.4623 | 2.5257 | 10.3708 | 20.7379 | 3.3639 | 2.4539 | 9.1016 | 29.1487 | 4.7282 | 3.4492 | 8.0505 | 33.7054 | 7.1788 | 5.2368 | 7.2514 | 34.1879 | 7.7371 | 5.6441 | 6.6627 | 31.7102 | 12.0518 | 8.7916 | 12.6607 | 31.6943 | 11.99 | 8.7465 | 12.5005 | 31.7294 | 10.4273 | 7.6066 | 12.4313 | 31.796 | 8.7749 | 6.4012 | 12.0254 | 31.8741 | 7.1649 | 5.2267 | 11.9232 | 31.9613 | 5.5065 | 4.0169 | 11.4883 | 23.671 | 3.8397 | 2.801 | 11.0896 | 23.056 | 3.7399 | 2.7282 | 10.7097 | 22.2843 | 3.6147 | 2.6369 | 10.2927 | 21.3428 | 3.462 | 2.5255 | 9.7226 | 19.3457 | 3.1381 | 2.2892 | 7.7721 | 31.2353 | 5.0667 | 3.6961 | 6.5792 | 34.3243 | 8.5829 | 6.2611 | 6.0097 | 34.8222 | 9.4159 | 6.8688 | 5.8982 | 31.7106 | 12.0518 | 8.7916 | 12.6607 | 31.6884 | 11.9715 | 8.733 | 12.4944 | 31.7281 | 10.3993 | 7.5861 | 12.4215 | 31.8115 | 8.7215 | 6.3622 | 12.0131 | 31.9184 | 7.0828 | 5.1668 | 11.9267 | 32.0538 | 5.3875 | 3.9301 | 11.489 | 22.6537 | 3.6747 | 2.6806 | 11.0514 | 21.4763 | 3.4837 | 2.5413 | 10.6257 | 20.1179 | 3.2633 | 2.3805 | 10.2159 | 18.9946 | 3.0811 | 2.2476 | 9.704 | 13.8957 | 2.254 | 1.6443 | 6.56 | 18.4417 | 2.9914 | 2.1822 | -0.043827 | 34.2034 | 5.5481 | 4.0473 | -5.2007 | 34.4422 | 5.5869 | 4.0755 | -8.6651 | 31.7106 | 12.0518 | 8.7916 | 12.6607 | 31.6716 | 12.0049 | 8.7574 | 12.5766 | 31.7289 | 11.9167 | 8.693 | 12.452 | 31.8118 | 11.7686 | 8.5851 | 12.0622 | 31.9033 | 11.6317 | 8.4852 | 11.9874 | 32.0373 | 11.4852 | 8.3783 | 11.5946 | 32.2181 | 11.3139 | 8.2533 | 11.2109 | 32.4405 | 11.1519 | 8.1352 | 10.8452 | 32.7099 | 10.9832 | 8.0121 | 10.3259 | 33.0658 | 10.6045 | 7.7359 | 8.7668 | 34.8009 | 8.8157 | 6.4309 | 1.524 | 36.2319 | 7.1422 | 5.2101 | -4.4436 | 36.863 | 6.6385 | 4.8427 | -7.8841 | 36.9106 | 6.5089 | 4.7482 | -7.1462
TARDY GATE | RIBBLE | PENWORTHAM EAST / ROCHDALE | 353958 | 426066 | primary | best view | 30.3945 | 12.8211 | 9.2147 | 15.1582 | 30.3797 | 12.7629 | 9.1729 | 14.9361 | 30.4441 | 12.675 | 9.1098 | 14.6098 | 30.5402 | 12.4375 | 8.9391 | 14.1827 | 30.6509 | 12.4686 | 8.9614 | 13.8196 | 30.7713 | 12.2725 | 8.8205 | 13.4468 | 30.903 | 12.1804 | 8.7543 | 12.9884 | 31.0544 | 11.9353 | 8.5782 | 12.5496 | 31.2208 | 11.2774 | 8.1053 | 12.1029 | 31.4074 | 11.5929 | 8.332 | 11.5078 | 32.1323 | 11.0409 | 7.9353 | 9.4148 | 32.8159 | 10.7246 | 7.708 | 8.4625 | 33.3027 | 10.3235 | 7.4197 | 8.2287 | 33.7567 | 9.9882 | 7.1787 | 8.464 | 30.3939 | 12.8211 | 9.2147 | 15.1582 | 30.3627 | 12.6759 | 9.1104 | 15.1292 | 30.3877 | 12.7645 | 9.1741 | 14.9338 | 30.4272 | 12.6918 | 9.1218 | 14.7087 | 30.4651 | 12.4902 | 8.977 | 14.5843 | 30.5147 | 11.9637 | 8.5985 | 14.4109 | 30.586 | 11.9015 | 8.5539 | 14.1039 | 30.6754 | 11.6792 | 8.3941 | 13.7982 | 30.7832 | 11.881 | 8.5391 | 13.4609 | 30.9063 | 11.8955 | 8.5495 | 13.0466 | 31.2649 | 11.8286 | 8.5015 | 11.7163 | 31.5993 | 11.6483 | 8.3719 | 10.8893 | 31.8847 | 11.1349 | 8.0029 | 10.3612 | 32.1132 | 11.3803 | 8.1793 | 10.1187 | 30.3945 | 12.8211 | 9.2147 | 15.1582 | 30.3794 | 12.762 | 9.1723 | 14.9363 | 30.4436 | 12.6745 | 9.1094 | 14.6101 | 30.5394 | 12.4373 | 8.9389 | 14.1831 | 30.6499 | 12.4684 | 8.9613 | 13.8202 | 30.7716 | 12.2887 | 8.8321 | 13.4467 | 30.9062 | 12.1879 | 8.7597 | 12.9866 | 31.0582 | 11.9475 | 8.5869 | 12.5475 | 31.2251 | 11.286 | 8.1115 | 12.1005 | 31.3984 | 11.6078 | 8.3427 | 11.5563 | 32.0383 | 11.0791 | 7.9628 | 9.6508 | 32.5462 | 10.7912 | 7.7558 | 8.8233 | 32.9489 | 10.3959 | 7.4718 | 8.6066 | 33.2582 | 10.0765 | 7.2422 | 8.8778 | 30.3959 | 12.8211 | 9.2147 | 15.1582 | 30.3757 | 12.7083 | 9.1337 | 14.9438 | 30.4528 | 12.62 | 9.0702 | 14.6416 | 30.577 | 12.5232 | 9.0007 | 14.2424 | 30.736 | 12.3716 | 8.8917 | 13.9397 | 30.932 | 12.2067 | 8.7732 | 13.6267 | 31.1651 | 12.0818 | 8.6834 | 13.2154 | 31.4028 | 11.9356 | 8.5783 | 12.8356 | 31.6249 | 11.7111 | 8.417 | 12.4984 | 31.8825 | 11.5269 | 8.2846 | 12.0981 | 33.0783 | 10.4899 | 7.5393 | 9.5819 | 34.1481 | 9.2396 | 6.6407 | 5.0349 | 34.7702 | 8.0938 | 5.8172 | 1.498 | 35.0571 | 7.255 | 5.2143 | -0.67678 | 30.3959 | 12.8211 | 9.2147 | 15.1582 | 30.3636 | 12.7822 | 9.1869 | 14.9977 | 30.4848 | 12.5131 | 8.9934 | 14.5671 | 30.6232 | 12.4956 | 8.9808 | 14.1604 | 30.7904 | 12.4273 | 8.9317 | 13.8656 | 30.9907 | 11.5499 | 8.3011 | 13.5916 | 31.2111 | 11.8998 | 8.5526 | 13.2263 | 31.4406 | 11.7821 | 8.468 | 12.9073 | 31.6771 | 11.607 | 8.3422 | 12.4826 | 31.9795 | 11.3078 | 8.1271 | 11.3406 | 33.2564 | 9.8852 | 7.1047 | 6.0103 | 34.1038 | 8.6524 | 6.2186 | 1.9766 | 34.4184 | 7.9 | 5.6779 | -0.30519 | 34.36 | 7.8275 | 5.6258 | 0.53218
TARLETON | WRIGHTINGTON | PENWORTHAM WEST / STANAH | 344741 | 422417 | primary | best view | 14.6717 | 12.3611 | 8.8842 | 10.1371 | 14.6549 | 12.265 | 8.8151 | 9.968 | 14.7382 | 11.2864 | 8.1118 | 9.5809 | 14.8551 | 10.2279 | 7.351 | 8.9414 | 14.9878 | 9.2056 | 6.6162 | 8.4536 | 15.1343 | 8.1745 | 5.8752 | 7.8119 | 15.2956 | 7.231 | 5.197 | 7.2528 | 15.4816 | 7.042 | 5.0612 | 6.5668 | 15.6831 | 6.8676 | 4.9359 | 5.9751 | 15.9252 | 6.6257 | 4.762 | 5.0197 | 17.0665 | 5.9405 | 4.2696 | 2.1219 | 18.0938 | 6.5385 | 4.6994 | 0.81923 | 18.7791 | 12.3902 | 8.9051 | 0.81034 | 19.365 | 17.1104 | 12.2976 | 1.402 | 14.671 | 12.3611 | 8.8842 | 10.1371 | 14.6403 | 12.3125 | 8.8492 | 10.2075 | 14.6779 | 11.403 | 8.1956 | 10.0869 | 14.7304 | 10.4507 | 7.5111 | 9.8403 | 14.7833 | 9.5408 | 6.8572 | 9.7782 | 14.8534 | 8.6069 | 6.1859 | 9.5145 | 14.952 | 7.7632 | 5.5795 | 9.24 | 15.0752 | 7.6537 | 5.5009 | 8.8128 | 15.2223 | 7.5473 | 5.4244 | 8.4094 | 15.3922 | 7.4075 | 5.3239 | 7.8123 | 15.7948 | 7.1257 | 5.1214 | 6.3761 | 16.1707 | 7.5887 | 5.4541 | 5.2776 | 16.5218 | 12.1845 | 8.7573 | 4.6792 | 16.8064 | 15.9091 | 11.4342 | 4.3014 | 14.6717 | 12.3611 | 8.8842 | 10.1371 | 14.6546 | 12.2649 | 8.815 | 9.9682 | 14.7376 | 11.2862 | 8.1116 | 9.5813 | 14.8542 | 10.2277 | 7.3509 | 8.9419 | 14.9866 | 9.2056 | 6.6162 | 8.4543 | 15.1347 | 8.1745 | 5.8752 | 7.8117 | 15.2994 | 7.2367 | 5.2011 | 7.2507 | 15.486 | 7.049 | 5.0662 | 6.5643 | 15.6881 | 6.8726 | 4.9395 | 5.9722 | 15.9111 | 6.6411 | 4.7731 | 5.0906 | 16.9185 | 5.9956 | 4.3092 | 2.458 | 17.7154 | 6.5851 | 4.7328 | 1.3154 | 18.2925 | 12.4685 | 8.9614 | 1.3172 | 18.7035 | 17.2285 | 12.3825 | 1.9426 | 14.6737 | 12.3611 | 8.8842 | 10.1371 | 14.6515 | 12.2707 | 8.8192 | 9.9771 | 14.7499 | 11.2152 | 8.0606 | 9.6209 | 14.8976 | 9.7479 | 7.006 | 9.0326 | 15.0848 | 8.7974 | 6.3228 | 8.6056 | 15.3188 | 7.8272 | 5.6255 | 8.006 | 15.6007 | 6.8862 | 4.9493 | 7.4452 | 15.9377 | 6.6916 | 4.8094 | 6.7712 | 16.3178 | 6.5261 | 4.6904 | 6.2738 | 16.7672 | 6.317 | 4.5401 | 5.5899 | 18.6235 | 5.5745 | 4.0065 | 3.03 | 20.1501 | 5.7352 | 4.122 | -0.2274 | 20.9527 | 11.3744 | 8.175 | -1.7467 | 21.3027 | 15.8578 | 11.3973 | -2.813 | 14.6737 | 12.3611 | 8.8842 | 10.1371 | 14.64 | 12.2719 | 8.8201 | 10.0166 | 14.7968 | 11.9489 | 8.5879 | 9.4357 | 14.9629 | 11.5566 | 8.3059 | 8.8051 | 15.1616 | 11.1892 | 8.0419 | 8.3466 | 15.4025 | 10.7228 | 7.7067 | 7.7713 | 15.7005 | 10.3233 | 7.4196 | 7.2801 | 16.0445 | 10.0882 | 7.2506 | 6.7136 | 16.4298 | 9.8733 | 7.0961 | 6.2985 | 16.8949 | 9.5452 | 6.8603 | 5.2704 | 18.6853 | 8.1875 | 5.8845 | 1.1249 | 19.829 | 7.7823 | 5.5933 | -1.385 | 20.1653 | 15.5108 | 11.1479 | -2.0485 | 20.0705 | 15.0273 | 10.8004 | -1.0707
THE HEIGHT | AGECROFT | KEARSLEY | 379792 | 400497 | primary | best view | 29.9285 | 10.5047 | 7.663 | 16.6244 | 29.9184 | 10.3072 | 7.519 | 16.1415 | 29.9528 | 10.1526 | 7.4062 | 16.171 | 30.0183 | 9.9068 | 7.2269 | 15.708 | 30.0968 | 9.6573 | 7.0449 | 15.3379 | 30.1821 | 9.3733 | 6.8377 | 14.8834 | 30.2744 | 9.2362 | 6.7376 | 14.5409 | 30.3818 | 9.1498 | 6.6746 | 14.1451 | 30.5798 | 9.0147 | 6.5761 | 13.5398 | 30.7096 | 8.9005 | 6.4928 | 13.0371 | 31.4574 | 8.3491 | 6.0906 | 10.8863 | 32.3648 | 8.1057 | 5.913 | 9.2912 | 33.0525 | 8.3031 | 6.057 | 8.4689 | 33.7777 | 8.0906 | 5.902 | 7.9842 | 29.9281 | 10.5047 | 7.663 | 16.6244 | 29.9222 | 10.3082 | 7.5197 | 16.2216 | 29.9466 | 10.0922 | 7.3621 | 16.3113 | 29.994 | 9.836 | 7.1752 | 15.9932 | 30.045 | 9.6165 | 7.0151 | 15.766 | 30.1058 | 9.3886 | 6.8488 | 15.4474 | 30.1844 | 9.3032 | 6.7866 | 15.2035 | 30.2769 | 9.2353 | 6.7371 | 14.8457 | 30.3832 | 9.1503 | 6.675 | 14.3915 | 30.4894 | 9.0686 | 6.6154 | 13.907 | 30.9291 | 8.7978 | 6.4178 | 12.2758 | 31.4186 | 8.6528 | 6.3121 | 10.9657 | 31.9533 | 8.7541 | 6.386 | 9.9687 | 32.4502 | 8.7265 | 6.3659 | 9.208 | 29.9285 | 10.5047 | 7.663 | 16.6244 | 29.9179 | 10.3013 | 7.5147 | 16.1419 | 29.9518 | 10.1228 | 7.3844 | 16.1717 | 30.0169 | 9.8631 | 7.195 | 15.7091 | 30.0949 | 9.6008 | 7.0036 | 15.3393 | 30.1826 | 9.3106 | 6.7919 | 14.883 | 30.2803 | 9.2009 | 6.7119 | 14.5364 | 30.3887 | 9.0957 | 6.6352 | 14.1399 | 30.5883 | 8.9755 | 6.5475 | 13.5339 | 30.7104 | 8.8604 | 6.4635 | 13.0744 | 31.3469 | 8.2766 | 6.0377 | 11.1109 | 31.9699 | 8.1351 | 5.9344 | 9.7399 | 32.535 | 8.3346 | 6.08 | 8.9941 | 33.0083 | 8.1226 | 5.9253 | 8.6587 | 29.9291 | 10.5047 | 7.663 | 16.6244 | 29.9113 | 10.4551 | 7.6268 | 16.1492 | 29.9477 | 10.409 | 7.5932 | 16.1919 | 30.0236 | 10.1522 | 7.4059 | 15.7314 | 30.1204 | 9.9508 | 7.259 | 15.3985 | 30.2476 | 9.6812 | 7.0623 | 14.9706 | 30.4015 | 9.5149 | 6.941 | 14.6407 | 30.5849 | 9.3711 | 6.8361 | 14.2604 | 30.8653 | 9.1781 | 6.6953 | 13.7148 | 31.1012 | 8.9699 | 6.5434 | 13.2477 | 32.4476 | 8.0055 | 5.8399 | 10.2135 | 34.0097 | 6.6605 | 4.8588 | 4.707 | 35.0145 | 5.7719 | 4.2105 | 0.42452 | 30.9247 | 5.0163 | 3.6593 | -2.3571 | 29.9291 | 10.5047 | 7.663 | 16.6244 | 29.9014 | 10.3181 | 7.5269 | 16.1949 | 29.956 | 10.2091 | 7.4474 | 16.113 | 30.0341 | 9.9139 | 7.232 | 15.6347 | 30.1312 | 9.6648 | 7.0503 | 15.3176 | 30.3532 | 9.3765 | 6.84 | 14.8343 | 30.5204 | 9.2252 | 6.7296 | 14.534 | 30.7218 | 9.0679 | 6.6149 | 14.1902 | 30.9616 | 8.9726 | 6.5454 | 13.6504 | 31.2899 | 8.742 | 6.3772 | 12.412 | 32.9101 | 8.1263 | 5.928 | 6.2922 | 34.2856 | 6.8525 | 4.9988 | 1.3491 | 34.8895 | 6.0947 | 4.446 | -1.5745 | 34.9549 | 6.0025 | 4.3787 | -1.1433
THORNTON | BISPHAM | PENWORTHAM WEST / STANAH | 334207 | 442111 | primary | best view | 29.2391 | 11.9043 | 8.5559 | 14.7793 | 29.2133 | 11.831 | 8.5032 | 14.5209 | 29.2559 | 11.752 | 8.4464 | 14.3699 | 29.3258 | 11.5848 | 8.3262 | 14.0262 | 29.4097 | 11.4127 | 8.2025 | 13.6603 | 29.5014 | 11.1514 | 8.0147 | 13.2152 | 29.6009 | 10.9916 | 7.8999 | 12.79 | 29.7136 | 10.8005 | 7.7625 | 12.3427 | 29.8362 | 10.575 | 7.6005 | 11.8318 | 29.9822 | 10.3411 | 7.4324 | 11.2834 | 34.919 | 8.8996 | 6.3963 | 5.0069 | 37.5835 | 8.4905 | 6.1023 | 1.7958 | 37.8954 | 9.3626 | 6.7291 | 1.5945 | 38.1854 | 10.2808 | 7.389 | 1.7012 | 29.2384 | 11.9043 | 8.5559 | 14.7793 | 29.1987 | 11.8512 | 8.5177 | 14.6308 | 29.2119 | 11.7245 | 8.4266 | 14.5382 | 29.242 | 11.5444 | 8.2972 | 14.2953 | 29.269 | 11.3903 | 8.1865 | 14.1235 | 29.3028 | 11.1449 | 8.01 | 13.8 | 29.3533 | 10.9829 | 7.8937 | 13.479 | 29.4177 | 10.9398 | 7.8626 | 13.1273 | 29.4947 | 10.8334 | 7.7862 | 12.6974 | 29.5825 | 10.736 | 7.7162 | 12.2542 | 29.8534 | 10.3814 | 7.4613 | 10.9678 | 30.0906 | 10.0175 | 7.1998 | 9.9772 | 30.2836 | 10.8196 | 7.7763 | 9.4208 | 30.4388 | 11.5715 | 8.3167 | 8.9915 | 29.2391 | 11.9043 | 8.5559 | 14.7793 | 29.2132 | 11.831 | 8.5031 | 14.521 | 29.2557 | 11.7526 | 8.4468 | 14.37 | 29.3255 | 11.5862 | 8.3272 | 14.0264 | 29.4093 | 11.4264 | 8.2124 | 13.6606 | 29.5015 | 11.1759 | 8.0323 | 13.2151 | 29.6024 | 11.0177 | 7.9187 | 12.7891 | 29.7153 | 10.8353 | 7.7875 | 12.3416 | 29.8381 | 10.6135 | 7.6281 | 11.8306 | 29.9732 | 10.3916 | 7.4686 | 11.3338 | 34.846 | 9.0559 | 6.5087 | 5.2331 | 37.4171 | 8.8767 | 6.3799 | 2.1577 | 37.6867 | 10.5627 | 7.5916 | 1.9594 | 37.9115 | 10.3626 | 7.4478 | 2.0684 | 29.2395 | 11.9043 | 8.5559 | 14.7793 | 29.2093 | 11.8146 | 8.4914 | 14.5305 | 29.2543 | 11.7161 | 8.4206 | 14.4058 | 29.3374 | 11.5482 | 8.2999 | 14.074 | 29.4436 | 11.3506 | 8.1579 | 13.7985 | 29.5726 | 11.1711 | 8.0289 | 13.4026 | 29.7256 | 11.0183 | 7.9191 | 13.0334 | 29.9047 | 10.8725 | 7.8143 | 12.6438 | 31.9764 | 10.3634 | 7.4484 | 10.3714 | 32.1889 | 10.2043 | 7.334 | 9.9923 | 39.2526 | 8.1248 | 5.8394 | 1.5257 | 40.158 | 6.6783 | 4.7998 | -3.248 | 40.5942 | 6.7163 | 4.8272 | -6.7453 | 40.8325 | 6.9853 | 5.0205 | -9.1941 | 29.2395 | 11.9043 | 8.5559 | 14.7793 | 29.1968 | 11.8479 | 8.5154 | 14.5931 | 29.2611 | 11.4637 | 8.2392 | 14.3761 | 29.3461 | 10.6741 | 7.6717 | 14.0374 | 29.4519 | 11.0809 | 7.9641 | 13.7561 | 29.5756 | 11.0751 | 7.9599 | 13.4309 | 29.9887 | 10.7498 | 7.7261 | 12.8606 | 30.1439 | 10.6128 | 7.6276 | 12.5491 | 30.3199 | 10.4699 | 7.525 | 12.1053 | 31.5733 | 10.0133 | 7.1967 | 9.9502 | 37.6298 | 7.6658 | 5.5095 | -0.41442 | 38.1784 | 6.5844 | 4.7323 | -4.5193 | 38.4182 | 7.7464 | 5.5675 | -6.8218 | 38.324 | 7.7149 | 5.5448 | -6.1838
TOWNLEY ST | CHADDERTON | WHITEGATE | 387242 | 405960 | primary | best view | 34.9815 | 13.9213 | 10.0055 | 23.4031 | 34.9771 | 7.9959 | 5.7468 | 23.2682 | 35.0503 | 7.8903 | 5.6709 | 23.1264 | 35.1392 | 7.7101 | 5.5414 | 22.8715 | 35.2259 | 7.5686 | 5.4397 | 22.6621 | 35.3117 | 7.3488 | 5.2817 | 22.3992 | 35.3936 | 7.2541 | 5.2136 | 22.152 | 35.4823 | 7.1532 | 5.1412 | 21.8666 | 35.5788 | 7.0441 | 5.0627 | 21.5583 | 35.6997 | 6.9376 | 4.9862 | 21.2173 | 36.2325 | 6.7586 | 4.8575 | 20.0714 | 36.5424 | 8.5941 | 6.1767 | 19.5724 | 36.6993 | 11.8217 | 8.4965 | 19.5279 | 36.7856 | 12.5327 | 9.0075 | 19.7065 | 34.981 | 13.9213 | 10.0055 | 23.4031 | 34.949 | 8.0767 | 5.8049 | 23.3674 | 34.9709 | 7.9826 | 5.7373 | 23.3072 | 34.9996 | 7.8551 | 5.6456 | 23.1742 | 35.0174 | 7.7378 | 5.5613 | 23.1072 | 35.0281 | 7.5832 | 5.4502 | 22.9643 | 35.0543 | 7.5133 | 5.3999 | 22.7995 | 35.0945 | 7.4674 | 5.3669 | 22.5813 | 35.1481 | 7.4068 | 5.3234 | 22.3195 | 35.2123 | 7.3441 | 5.2783 | 22.0523 | 35.4197 | 7.3393 | 5.2749 | 21.3315 | 35.5354 | 8.5166 | 6.121 | 20.8674 | 35.5923 | 10.4494 | 7.5102 | 20.6276 | 35.6154 | 10.7709 | 7.7412 | 20.5017 | 34.9815 | 13.9213 | 10.0055 | 23.4031 | 34.9771 | 8.0632 | 5.7952 | 23.2683 | 35.0503 | 7.9444 | 5.7098 | 23.1264 | 35.1391 | 7.773 | 5.5866 | 22.8715 | 35.2258 | 7.6255 | 5.4806 | 22.6622 | 35.3117 | 7.4079 | 5.3242 | 22.3992 | 35.3938 | 7.3107 | 5.2544 | 22.1519 | 35.4826 | 7.2122 | 5.1836 | 21.8664 | 35.5792 | 7.1063 | 5.1075 | 21.5581 | 35.6929 | 7.0037 | 5.0337 | 21.2475 | 36.1833 | 6.832 | 4.9103 | 20.2006 | 36.4697 | 8.6499 | 6.2169 | 19.7327 | 36.6147 | 11.8819 | 8.5398 | 19.6766 | 36.6888 | 12.5903 | 9.0489 | 19.8346 | 34.9827 | 13.9213 | 10.0055 | 23.4031 | 34.9733 | 7.6736 | 5.5152 | 23.2756 | 35.0493 | 7.3222 | 5.2626 | 23.1515 | 35.1507 | 6.9706 | 5.0099 | 22.9176 | 35.2612 | 6.6437 | 4.775 | 22.7433 | 35.3769 | 6.3195 | 4.542 | 22.5288 | 35.5109 | 6.211 | 4.4639 | 22.3213 | 35.6636 | 6.101 | 4.3849 | 22.0845 | 35.8229 | 5.9941 | 4.3081 | 21.8526 | 35.711 | 5.8796 | 4.2257 | 21.6313 | 33.797 | 5.5644 | 3.9993 | 20.372 | 36.9817 | 6.7733 | 4.8681 | 18.075 | 37.1395 | 9.219 | 6.6259 | 16.3815 | 37.1759 | 9.5179 | 6.8407 | 15.3086 | 34.9827 | 13.9213 | 10.0055 | 23.4031 | 34.9642 | 8.1178 | 5.8345 | 23.3067 | 35.0679 | 8.0063 | 5.7543 | 23.1189 | 35.1692 | 7.8548 | 5.6454 | 22.884 | 35.2802 | 7.6469 | 5.496 | 22.7178 | 35.3961 | 7.41 | 5.3257 | 22.5251 | 35.5251 | 7.2726 | 5.2269 | 22.3537 | 35.6662 | 7.2348 | 5.1998 | 22.165 | 35.8093 | 7.2759 | 5.2294 | 21.9121 | 35.9857 | 7.2714 | 5.2261 | 21.3151 | 36.5331 | 12.3987 | 8.9112 | 18.5985 | 36.7732 | 11.6657 | 8.3844 | 16.5646 | 36.7935 | 11.2881 | 8.113 | 15.4972 | 36.6735 | 11.2856 | 8.1112 | 15.9905
TRAFFORD | STRETFORD | SOUTH MANCHESTER | 380714 | 396551 | primary | best view | 22.6251 | 8.2372 | 6.0089 | 13.2052 | 22.6224 | 8.1494 | 5.9449 | 12.9353 | 22.733 | 8.0974 | 5.907 | 12.9215 | 22.8644 | 7.9289 | 5.784 | 12.6646 | 22.9221 | 7.7302 | 5.6391 | 12.4981 | 22.9615 | 7.5224 | 5.4875 | 12.2936 | 23.003 | 7.4387 | 5.4264 | 12.1841 | 23.0611 | 7.402 | 5.3996 | 12.0913 | 23.1229 | 7.3069 | 5.3303 | 11.9047 | 23.1886 | 7.2352 | 5.278 | 11.7941 | 23.9802 | 7.1288 | 5.2004 | 10.7989 | 25.4458 | 7.1174 | 5.192 | 9.4493 | 26.3085 | 7.5183 | 5.4845 | 8.3826 | 27.0489 | 7.5527 | 5.5096 | 7.1587 | 22.6364 | 8.2372 | 6.0089 | 13.2052 | 22.5418 | 8.2303 | 6.0039 | 13.2707 | 22.5302 | 8.2407 | 6.0115 | 13.5633 | 22.5384 | 8.1557 | 5.9494 | 13.6207 | 22.4761 | 8.0615 | 5.8808 | 13.7789 | 22.4086 | 7.9204 | 5.7778 | 13.8811 | 22.3784 | 7.8874 | 5.7537 | 13.992 | 22.3786 | 7.9017 | 5.7642 | 14.0602 | 22.4071 | 7.886 | 5.7527 | 13.9838 | 22.4598 | 7.8664 | 5.7384 | 13.9292 | 22.8833 | 7.784 | 5.6783 | 13.5287 | 23.5425 | 7.7995 | 5.6896 | 13.0289 | 24.4171 | 8.0883 | 5.9003 | 12.3871 | 24.9916 | 8.1221 | 5.925 | 11.794 | 22.6251 | 8.2372 | 6.0089 | 13.2052 | 22.6214 | 8.1503 | 5.9456 | 12.9363 | 22.731 | 8.0988 | 5.908 | 12.9235 | 22.8606 | 7.9323 | 5.7865 | 12.6675 | 22.9172 | 7.7279 | 5.6374 | 12.502 | 22.963 | 7.5003 | 5.4714 | 12.2925 | 23.0186 | 7.4474 | 5.4328 | 12.1717 | 23.0794 | 7.4031 | 5.4004 | 12.0768 | 23.1437 | 7.3171 | 5.3378 | 11.8882 | 23.2083 | 7.2082 | 5.2583 | 11.7863 | 23.8007 | 7.1597 | 5.2229 | 10.9833 | 24.5746 | 7.2559 | 5.2931 | 10.2303 | 25.5159 | 7.713 | 5.6265 | 9.4551 | 25.9427 | 7.8526 | 5.7284 | 8.8049 | 22.6246 | 8.2372 | 6.0089 | 13.2052 | 22.6249 | 8.1345 | 5.934 | 12.9571 | 22.7287 | 8.0828 | 5.8963 | 12.9753 | 22.8201 | 7.8262 | 5.7091 | 12.7485 | 22.8741 | 7.4386 | 5.4264 | 12.6091 | 22.9521 | 7.1613 | 5.2241 | 12.4048 | 23.0643 | 7.0517 | 5.1441 | 12.2696 | 23.2103 | 6.9655 | 5.0813 | 12.1397 | 23.386 | 6.8516 | 4.9981 | 11.8979 | 23.5896 | 6.744 | 4.9197 | 11.7282 | 25.2679 | 6.1376 | 4.4773 | 9.7261 | 27.2949 | 5.4195 | 3.9535 | 6.7784 | 28.7169 | 5.0866 | 3.7106 | 4.709 | 29.1077 | 4.8114 | 3.5098 | 3.7116 | 22.6246 | 8.2372 | 6.0089 | 13.2052 | 22.6399 | 8.1524 | 5.9471 | 12.9439 | 22.7825 | 8.0346 | 5.8611 | 12.9101 | 22.8898 | 7.7062 | 5.6216 | 12.6564 | 22.9706 | 7.6527 | 5.5825 | 12.4938 | 23.1097 | 7.5703 | 5.5224 | 12.2412 | 23.3189 | 7.4656 | 5.4461 | 12.027 | 23.5918 | 7.4006 | 5.3987 | 11.7971 | 23.9223 | 7.3076 | 5.3308 | 11.4314 | 24.303 | 7.1908 | 5.2456 | 10.9221 | 26.5336 | 7.2523 | 5.2904 | 7.8054 | 28.4428 | 6.5297 | 4.7633 | 5.0315 | 29.1221 | 6.3888 | 4.6605 | 3.6669 | 28.9677 | 6.4016 | 4.6699 | 3.8247
TRAFFORD PARK NORTH | BARTON | CARRINGTON | 378738 | 397694 | primary | best view | 2.6914 | 0.43658 | 0.31848 | 2.6914 | 2.6914 | 0.43658 | 0.31848 | 2.6914 | 2.6914 | 0.43658 | 0.31848 | 2.6914 | 2.6914 | 0.43658 | 0.31848 | 2.6914 | 2.6914 | 0.43658 | 0.31848 | 2.6914 | 2.6914 | 0.43658 | 0.31848 | 2.6914 | 2.6914 | 0.43658 | 0.31848 | 2.6914 | 2.6914 | 0.43658 | 0.31848 | 2.6914 | 2.6914 | 0.43658 | 0.31848 | 2.6914 | 2.6914 | 0.43658 | 0.31848 | 2.6914 | 2.6914 | 0.43658 | 0.31848 | 2.5446 | 2.6914 | 0.43658 | 0.31848 | 2.392 | 8.9668 | 1.4545 | 1.061 | 2.2786 | 31.0562 | 8.2546 | 6.0216 | 2.7113 | 2.6914 | 0.43658 | 0.31848 | 2.6914 | 2.6914 | 0.43658 | 0.31848 | 2.6914 | 2.6914 | 0.43658 | 0.31848 | 2.6914 | 2.6914 | 0.43658 | 0.31848 | 2.6914 | 2.6914 | 0.43658 | 0.31848 | 2.6914 | 2.6914 | 0.43658 | 0.31848 | 2.6914 | 2.6914 | 0.43658 | 0.31848 | 2.6914 | 2.6914 | 0.43658 | 0.31848 | 2.6914 | 2.6914 | 0.43658 | 0.31848 | 2.6914 | 2.6914 | 0.43658 | 0.31848 | 2.6914 | 2.6914 | 0.43658 | 0.31848 | 2.6914 | 2.6914 | 0.43658 | 0.31848 | 2.6914 | 6.9547 | 1.1281 | 0.82295 | 6.9547 | 22.7378 | 6.946 | 5.067 | 12.6738 | 2.6914 | 0.43658 | 0.31848 | 2.6914 | 2.6914 | 0.43658 | 0.31848 | 2.6914 | 2.6914 | 0.43658 | 0.31848 | 2.6914 | 2.6914 | 0.43658 | 0.31848 | 2.6914 | 2.6914 | 0.43658 | 0.31848 | 2.6914 | 2.6914 | 0.43658 | 0.31848 | 2.6914 | 2.6914 | 0.43658 | 0.31848 | 2.6914 | 2.6914 | 0.43658 | 0.31848 | 2.6914 | 2.6914 | 0.43658 | 0.31848 | 2.6914 | 2.6914 | 0.43658 | 0.31848 | 2.6914 | 2.6914 | 0.43658 | 0.31848 | 2.6304 | 2.6914 | 0.43658 | 0.31848 | 2.6914 | 9.5542 | 1.5498 | 1.1305 | 2.8511 | 30.3036 | 8.3906 | 6.1209 | 3.5335 | 2.6914 | 0.43658 | 0.31848 | 2.6914 | 2.6914 | 0.43658 | 0.31848 | 2.6914 | 2.6914 | 0.43658 | 0.31848 | 2.6914 | 2.6914 | 0.43658 | 0.31848 | 2.6914 | 2.6914 | 0.43658 | 0.31848 | 2.6914 | 2.6914 | 0.43658 | 0.31848 | 2.6914 | 2.6914 | 0.43658 | 0.31848 | 2.6914 | 2.6914 | 0.43658 | 0.31848 | 2.6914 | 2.6914 | 0.43658 | 0.31848 | 2.6914 | 2.6914 | 0.43658 | 0.31848 | 2.6914 | 2.6914 | 0.43658 | 0.31848 | 2.6914 | 2.6914 | 0.43658 | 0.31848 | 2.3846 | 4.0217 | 0.65237 | 0.47589 | 2.099 | 31.8515 | 7.4467 | 5.4323 | 2.6994 | 2.6914 | 0.43658 | 0.31848 | 2.6914 | 2.6914 | 0.43658 | 0.31848 | 2.6914 | 2.6914 | 0.43658 | 0.31848 | 2.6914 | 2.6914 | 0.43658 | 0.31848 | 2.6914 | 2.6914 | 0.43658 | 0.31848 | 2.6914 | 2.6914 | 0.43658 | 0.31848 | 2.6914 | 2.6914 | 0.43658 | 0.31848 | 1.4409 | 2.6914 | 0.43658 | 0.31848 | 1.9231 | 2.6914 | 0.43658 | 0.31848 | 2.4362 | 2.6914 | 0.43658 | 0.31848 | 2.6914 | 2.6914 | 0.43658 | 0.31848 | 2.433 | 2.6914 | 0.43658 | 0.31848 | 1.5369 | 32.2864 | 8.044 | 5.868 | 1.7299 | 31.9953 | 8.1315 | 5.9318 | 2.5753
TRIMPELL | - | HEYSHAM | 341861 | 458979 | primary | best view | 1.6795 | 0.44197 | 0.31765 | 1.6795 | 1.6795 | 0.44197 | 0.31765 | 1.6795 | 1.6795 | 0.44197 | 0.31765 | 1.6795 | 1.6795 | 0.44197 | 0.31765 | 1.6795 | 1.6795 | 0.44197 | 0.31765 | 1.6795 | 1.6795 | 0.44197 | 0.31765 | 1.6795 | 1.6795 | 0.44197 | 0.31765 | 1.6795 | 1.6795 | 0.44197 | 0.31765 | 1.6795 | 1.6795 | 0.44197 | 0.31765 | 1.6795 | 1.6795 | 0.44197 | 0.31765 | 1.6795 | 1.6795 | 0.44197 | 0.31765 | 1.6795 | 1.6795 | 0.44197 | 0.31765 | 1.6795 | 1.6795 | 0.44197 | 0.31765 | 1.6795 | 1.6795 | 0.44197 | 0.31765 | 1.6795 | 1.6795 | 0.44197 | 0.31765 | 1.6795 | 1.6795 | 0.44197 | 0.31765 | 1.6795 | 1.6795 | 0.44197 | 0.31765 | 1.6795 | 1.6795 | 0.44197 | 0.31765 | 1.6795 | 1.6795 | 0.44197 | 0.31765 | 1.6795 | 1.6795 | 0.44197 | 0.31765 | 1.6795 | 1.6795 | 0.44197 | 0.31765 | 1.6795 | 1.6795 | 0.44197 | 0.31765 | 1.6795 | 1.6795 | 0.44197 | 0.31765 | 1.6795 | 1.6795 | 0.44197 | 0.31765 | 1.6795 | 1.6795 | 0.44197 | 0.31765 | 1.6795 | 1.6795 | 0.44197 | 0.31765 | 1.6795 | 1.6795 | 0.44197 | 0.31765 | 1.6795 | 1.6795 | 0.44197 | 0.31765 | 1.6795 | 1.6795 | 0.44197 | 0.31765 | 1.6795 | 1.6795 | 0.44197 | 0.31765 | 1.6795 | 1.6795 | 0.44197 | 0.31765 | 1.6795 | 1.6795 | 0.44197 | 0.31765 | 1.6795 | 1.6795 | 0.44197 | 0.31765 | 1.6795 | 1.6795 | 0.44197 | 0.31765 | 1.6795 | 1.6795 | 0.44197 | 0.31765 | 1.6795 | 1.6795 | 0.44197 | 0.31765 | 1.6795 | 1.6795 | 0.44197 | 0.31765 | 1.6795 | 1.6795 | 0.44197 | 0.31765 | 1.6795 | 1.6795 | 0.44197 | 0.31765 | 1.6795 | 1.6795 | 0.44197 | 0.31765 | 1.6795 | 1.6795 | 0.44197 | 0.31765 | 1.6795 | 1.6795 | 0.44197 | 0.31765 | 1.6795 | 1.6795 | 0.44197 | 0.31765 | 1.6795 | 1.6795 | 0.44197 | 0.31765 | 1.6795 | 1.6795 | 0.44197 | 0.31765 | 1.6795 | 1.6795 | 0.44197 | 0.31765 | 1.6795 | 1.6795 | 0.44197 | 0.31765 | 1.6795 | 1.6795 | 0.44197 | 0.31765 | 1.6795 | 1.6795 | 0.44197 | 0.31765 | 1.6795 | 1.6795 | 0.44197 | 0.31765 | 1.6795 | 1.6795 | 0.44197 | 0.31765 | 1.6795 | 1.6795 | 0.44197 | 0.31765 | 1.6795 | 1.6795 | 0.44197 | 0.31765 | 1.6795 | 1.6795 | 0.44197 | 0.31765 | 1.6795 | 1.6795 | 0.44197 | 0.31765 | 1.6795 | 1.6795 | 0.44197 | 0.31765 | 1.6795 | 1.6795 | 0.44197 | 0.31765 | 1.6795 | 1.6795 | 0.44197 | 0.31765 | 1.6795 | 1.6795 | 0.44197 | 0.31765 | 1.6795 | 1.6795 | 0.44197 | 0.31765 | 1.6795 | 1.6795 | 0.44197 | 0.31765 | 1.6795 | 1.6795 | 0.44197 | 0.31765 | 1.6795 | 1.6795 | 0.44197 | 0.31765 | 1.6795 | 1.6795 | 0.44197 | 0.31765 | 1.6795 | 1.6795 | 0.44197 | 0.31765 | 1.6795 | 1.6795 | 0.44197 | 0.31765 | 1.6795 | 1.6795 | 0.44197 | 0.31765 | 1.6795 | 1.6795 | 0.44197 | 0.31765 | 1.6795 | 1.6795 | 0.44197 | 0.31765 | 1.6795 | 1.6795 | 0.44197 | 0.31765 | 1.6795
TRINITY | FREDERICK RD | KEARSLEY | 382649 | 398230 | primary | best view | -10.5459 | -1.7107 | -1.2479 | -10.5459 | -13.6085 | -2.2074 | -1.6103 | -13.6085 | -14.3145 | -2.322 | -1.6938 | -14.3145 | -15.2054 | -2.4665 | -1.7992 | -15.2054 | -15.7848 | -2.5604 | -1.8678 | -15.7848 | -16.5656 | -2.6871 | -1.9602 | -16.5656 | -17.6998 | -2.8711 | -2.0944 | -17.6998 | -17.2492 | -2.798 | -2.0411 | -17.2492 | -19.1996 | -3.1144 | -2.2719 | -19.1996 | -20.006 | -3.2452 | -2.3673 | -20.006 | -22.0768 | -3.5811 | -2.6123 | -22.0768 | 2.6914 | 0.43658 | 0.31848 | 2.6914 | 2.6914 | 0.43658 | 0.31848 | 2.6914 | 2.6914 | 0.43658 | 0.31848 | 2.6914 | -10.5459 | -1.7107 | -1.2479 | -10.5459 | -11.9767 | -1.9427 | -1.4172 | -11.9767 | -12.3632 | -2.0054 | -1.4629 | -12.3632 | -12.9841 | -2.1061 | -1.5364 | -12.9841 | -13.0374 | -2.1148 | -1.5427 | -13.0374 | -13.3726 | -2.1692 | -1.5824 | -13.3726 | -13.6602 | -2.2158 | -1.6164 | -13.6602 | -13.6831 | -2.2195 | -1.6191 | -13.6831 | -14.7536 | -2.3932 | -1.7458 | -14.7536 | -15.1017 | -2.4496 | -1.787 | -15.1017 | -15.8412 | -2.5696 | -1.8745 | -15.8412 | -16.4923 | -2.6752 | -1.9515 | -16.4923 | -16.2515 | -2.6361 | -1.923 | -16.2515 | -15.8467 | -2.5705 | -1.8751 | -15.8467 | -10.5459 | -1.7107 | -1.2479 | -10.5459 | -13.5948 | -2.2052 | -1.6087 | -13.5948 | -14.2744 | -2.3155 | -1.6891 | -14.2744 | -15.1918 | -2.4643 | -1.7976 | -15.1918 | -15.7801 | -2.5597 | -1.8673 | -15.7801 | -16.4793 | -2.6731 | -1.95 | -16.4793 | -17.8601 | -2.8971 | -2.1134 | -17.8601 | -17.3341 | -2.8118 | -2.0511 | -17.3341 | -19.2094 | -3.116 | -2.273 | -19.2094 | -19.9545 | -3.2368 | -2.3612 | -19.9545 | -21.9901 | -3.567 | -2.6021 | -21.9901 | 2.6914 | 0.43658 | 0.31848 | 2.6914 | 2.6914 | 0.43658 | 0.31848 | 2.6914 | 2.6914 | 0.43658 | 0.31848 | 2.6914 | -10.5459 | -1.7107 | -1.2479 | -10.5459 | -13.8727 | -2.2503 | -1.6416 | -13.8727 | -14.4873 | -2.35 | -1.7143 | -14.4873 | -15.4451 | -2.5053 | -1.8276 | -15.4451 | -16.0827 | -2.6088 | -1.9031 | -16.0827 | -16.8908 | -2.7399 | -1.9987 | -16.8908 | -17.6363 | -2.8608 | -2.0869 | -17.6363 | -18.3184 | -2.9714 | -2.1676 | -18.3184 | -20.8553 | -3.3829 | -2.4678 | -20.8553 | -21.9045 | -3.5531 | -2.592 | -21.9045 | 2.6914 | 0.43658 | 0.31848 | 2.6914 | 2.6914 | 0.43658 | 0.31848 | 2.6914 | 2.6914 | 0.43658 | 0.31848 | 2.6914 | 2.6914 | 0.43658 | 0.31848 | 2.6914 | -10.5459 | -1.7107 | -1.2479 | -10.5459 | -13.5321 | -2.195 | -1.6012 | -13.5321 | -14.4034 | -2.3364 | -1.7044 | -14.4034 | -15.5944 | -2.5296 | -1.8453 | -15.5944 | -15.5851 | -2.5281 | -1.8442 | -15.5851 | -16.3533 | -2.6527 | -1.9351 | -16.3533 | -17.0142 | -2.7599 | -2.0133 | -17.0142 | -17.4668 | -2.8333 | -2.0668 | -17.4668 | -19.7355 | -3.2013 | -2.3353 | -19.7355 | -20.9422 | -3.397 | -2.4781 | -20.9422 | 2.6914 | 0.43658 | 0.31848 | 2.6914 | 2.6914 | 0.43658 | 0.31848 | 2.6914 | 2.6914 | 0.43658 | 0.31848 | 2.6914 | 2.6914 | 0.43658 | 0.31848 | 2.6914
TULKETH | RIBBLE | PENWORTHAM EAST / ROCHDALE | 352393 | 431036 | primary | best view | 30.7845 | 9.0926 | 6.6329 | 12.7277 | 30.7686 | 8.9726 | 6.5454 | 12.1293 | 30.8202 | 8.9147 | 6.5031 | 11.99 | 30.9057 | 8.7862 | 6.4094 | 11.4648 | 31.0057 | 8.6748 | 6.3282 | 11.1944 | 31.1169 | 8.4625 | 6.1733 | 10.682 | 31.2369 | 8.2609 | 6.0262 | 10.1742 | 31.3706 | 8.1164 | 5.9208 | 9.6703 | 31.5182 | 7.8856 | 5.7524 | 9.1682 | 31.6895 | 7.6667 | 5.5928 | 8.4492 | 32.347 | 6.8503 | 4.9972 | 6.0879 | 32.7993 | 6.3343 | 4.6208 | 5.0599 | 33.0255 | 6.0927 | 4.4446 | 4.8303 | 33.1322 | 5.9121 | 4.3128 | 5.2217 | 30.784 | 9.0926 | 6.6329 | 12.7277 | 30.7764 | 9.0591 | 6.6085 | 12.3835 | 30.8203 | 9.0478 | 6.6002 | 12.3334 | 30.8879 | 8.9323 | 6.516 | 12.0008 | 30.9631 | 8.8434 | 6.4511 | 11.9782 | 31.0569 | 8.6715 | 6.3257 | 11.6373 | 31.1524 | 8.5625 | 6.2462 | 11.2253 | 31.2679 | 8.4526 | 6.1661 | 10.8345 | 31.3924 | 8.2856 | 6.0443 | 10.4239 | 31.5352 | 8.1403 | 5.9382 | 9.8389 | 31.8286 | 7.7063 | 5.6217 | 8.3402 | 32.0101 | 7.3987 | 5.3972 | 7.4651 | 32.097 | 7.2554 | 5.2927 | 6.9808 | 32.1358 | 7.1108 | 5.1872 | 6.8507 | 30.7845 | 9.0926 | 6.6329 | 12.7277 | 30.7685 | 8.973 | 6.5457 | 12.1294 | 30.8211 | 8.9153 | 6.5036 | 11.9897 | 30.9067 | 8.7853 | 6.4088 | 11.4645 | 31.0065 | 8.6726 | 6.3266 | 11.194 | 31.1176 | 8.4214 | 6.1433 | 10.6817 | 31.2375 | 8.2954 | 6.0514 | 10.1739 | 31.3709 | 8.1256 | 5.9275 | 9.6702 | 31.5156 | 7.9056 | 5.767 | 9.1695 | 31.6731 | 7.6956 | 5.6139 | 8.5071 | 32.2727 | 6.8986 | 5.0324 | 6.3278 | 32.6827 | 6.3952 | 4.6652 | 5.3562 | 32.8782 | 6.1572 | 4.4916 | 5.1159 | 32.9744 | 5.9752 | 4.3589 | 5.465 | 30.7855 | 9.0926 | 6.6329 | 12.7277 | 30.7659 | 8.7942 | 6.4152 | 12.1335 | 30.8253 | 8.6827 | 6.3339 | 11.994 | 30.9279 | 8.6177 | 6.2865 | 11.469 | 31.0568 | 8.4682 | 6.1774 | 11.268 | 31.2101 | 8.2084 | 5.9879 | 10.7808 | 31.3856 | 8.1174 | 5.9215 | 10.267 | 31.5897 | 7.9748 | 5.8175 | 9.7827 | 31.8052 | 7.7703 | 5.6683 | 9.3649 | 32.0592 | 7.5631 | 5.5172 | 8.8176 | 32.9218 | 6.1787 | 4.5073 | 5.4862 | 26.5626 | 4.3087 | 3.1431 | -1.5768 | 17.2903 | 2.8047 | 2.046 | -7.3563 | 10.8691 | 1.7631 | 1.2861 | -11.0209 | 30.7855 | 9.0926 | 6.6329 | 12.7277 | 30.741 | 8.9864 | 6.5555 | 12.1961 | 30.8198 | 8.896 | 6.4895 | 11.9342 | 30.9142 | 8.6488 | 6.3092 | 11.4135 | 31.028 | 8.4354 | 6.1535 | 11.2441 | 31.1579 | 8.0906 | 5.902 | 10.8095 | 31.3103 | 7.7972 | 5.688 | 10.3571 | 31.473 | 7.6062 | 5.5486 | 9.96 | 31.6658 | 7.2953 | 5.3219 | 9.3999 | 31.9407 | 6.7811 | 4.9467 | 7.5974 | 31.4749 | 5.1055 | 3.7244 | -0.54592 | 20.8016 | 3.3742 | 2.4614 | -6.868 | 14.1005 | 2.2872 | 1.6685 | -10.72 | 14.4707 | 2.3473 | 1.7123 | -9.451
ULVERSTON | ULVERSTON | HARKER / HUTTON | 327495 | 477808 | primary | best view | 15.056 | 11.3596 | 8.1644 | 9.0577 | 15.0639 | 11.2214 | 8.0651 | 8.4936 | 15.1078 | 11.1425 | 8.0083 | 8.3259 | 15.1664 | 10.9898 | 7.8986 | 8.052 | 15.2347 | 10.8597 | 7.8051 | 7.8398 | 15.3109 | 10.718 | 7.7033 | 7.5143 | 15.3946 | 10.5926 | 7.6131 | 7.1977 | 15.489 | 10.4909 | 7.54 | 6.9977 | 15.5918 | 10.3658 | 7.4501 | 6.6339 | 15.7059 | 10.2421 | 7.3612 | 6.2382 | 16.1375 | 9.6583 | 6.9416 | 4.865 | 16.4613 | 9.2906 | 6.6773 | 4.145 | 16.6493 | 9.1038 | 6.5431 | 3.9315 | 16.7747 | 8.9877 | 6.4596 | 4.1124 | 15.0557 | 11.3596 | 8.1644 | 9.0577 | 15.0837 | 11.2811 | 8.1079 | 8.7389 | 15.1421 | 11.2808 | 8.1077 | 8.6331 | 15.21 | 11.2568 | 8.0904 | 8.4752 | 15.2699 | 11.2546 | 8.0889 | 8.3834 | 15.3417 | 11.1897 | 8.0423 | 8.1549 | 15.4294 | 11.1202 | 7.9923 | 7.8956 | 15.5324 | 11.0478 | 7.9403 | 7.7253 | 15.6513 | 10.9303 | 7.8558 | 7.3759 | 15.7858 | 10.809 | 7.7686 | 7.0461 | 15.941 | 10.4619 | 7.5191 | 6.2894 | 16.0595 | 10.1678 | 7.3078 | 5.7116 | 16.1434 | 10.0169 | 7.1994 | 5.3388 | 16.203 | 9.9654 | 7.1623 | 5.1589 | 15.056 | 11.3596 | 8.1644 | 9.0577 | 15.0638 | 11.2212 | 8.0649 | 8.4936 | 15.1077 | 11.1427 | 8.0084 | 8.326 | 15.1663 | 10.9679 | 7.8828 | 8.052 | 15.2345 | 10.8684 | 7.8113 | 7.8399 | 15.311 | 10.7428 | 7.721 | 7.5142 | 15.395 | 10.6566 | 7.6591 | 7.1975 | 15.4896 | 10.5718 | 7.5982 | 6.9974 | 15.5924 | 10.4394 | 7.503 | 6.6336 | 15.6988 | 10.2985 | 7.4018 | 6.2658 | 16.0907 | 9.5821 | 6.8868 | 4.988 | 16.3732 | 9.3522 | 6.7216 | 4.3123 | 16.5438 | 9.1351 | 6.5656 | 4.0819 | 16.6495 | 9.0194 | 6.4824 | 4.2475 | 15.0566 | 11.3596 | 8.1644 | 9.0577 | 15.0637 | 11.2231 | 8.0662 | 8.4834 | 15.1138 | 11.0637 | 7.9517 | 8.3104 | 15.1846 | 10.7908 | 7.7555 | 8.0292 | 15.2738 | 10.5585 | 7.5886 | 7.813 | 15.381 | 10.2911 | 7.3964 | 7.4731 | 15.506 | 10.0374 | 7.2141 | 7.1256 | 15.6528 | 9.8384 | 7.0711 | 6.8937 | 15.816 | 9.6266 | 6.9188 | 6.5394 | 16.0007 | 9.3995 | 6.7556 | 6.2256 | 16.6554 | 8.2273 | 5.9131 | 4.3491 | 17.2083 | 6.7009 | 4.816 | 0.406 | 17.508 | 5.5465 | 3.9864 | -2.6659 | 17.6628 | 4.7276 | 3.3978 | -4.6733 | 15.0566 | 11.3596 | 8.1644 | 9.0577 | 15.044 | 11.2284 | 8.07 | 8.5326 | 15.1001 | 11.0579 | 7.9475 | 8.3079 | 15.1614 | 10.8724 | 7.8142 | 8.0391 | 15.2374 | 10.7319 | 7.7132 | 7.8456 | 15.3266 | 10.3474 | 7.4369 | 7.5493 | 15.4349 | 10.1006 | 7.2595 | 7.2542 | 15.5589 | 9.9581 | 7.1571 | 7.0858 | 15.7023 | 9.7874 | 7.0344 | 6.6833 | 15.8936 | 9.4062 | 6.7604 | 5.7061 | 16.5711 | 8.1904 | 5.8866 | 1.2127 | 16.9736 | 6.8171 | 4.8996 | -2.2935 | 17.0992 | 6.1327 | 4.4077 | -4.3167 | 17.0321 | 6.1131 | 4.3936 | -3.6255
UNION RD | BOLTON | KEARSLEY | 372174 | 410598 | primary | best view | 31.8114 | 10.1613 | 7.4125 | 11.906 | 31.8029 | 10.0806 | 7.3536 | 11.7074 | 31.8494 | 8.7591 | 6.3897 | 11.777 | 31.9353 | 7.3004 | 5.3256 | 11.3276 | 32.0331 | 5.8544 | 4.2707 | 11.0625 | 26.8919 | 4.3621 | 3.1821 | 10.6492 | 18.0314 | 2.9249 | 2.1336 | 10.3625 | 17.1062 | 2.7748 | 2.0242 | 9.9668 | 16.2273 | 2.6322 | 1.9202 | 9.6655 | 14.4249 | 2.3399 | 1.7069 | 8.5292 | 12.2004 | 1.979 | 1.4437 | 6.915 | 23.3441 | 3.7866 | 2.7623 | 5.4827 | 36.326 | 6.8424 | 4.9915 | 4.9556 | 36.8028 | 7.4925 | 5.4657 | 4.9693 | 31.8111 | 10.1613 | 7.4125 | 11.906 | 31.8121 | 10.0944 | 7.3637 | 11.7298 | 31.8456 | 8.7945 | 6.4155 | 11.8858 | 31.9102 | 7.4023 | 5.3999 | 11.6165 | 31.9797 | 6.0504 | 4.4137 | 11.5017 | 28.6584 | 4.6487 | 3.3911 | 11.2834 | 20.1656 | 3.2711 | 2.3862 | 11.0878 | 19.591 | 3.1779 | 2.3182 | 10.7563 | 19.0314 | 3.0871 | 2.252 | 10.4601 | 18.24 | 2.9587 | 2.1583 | 9.9569 | 17.7457 | 2.8785 | 2.0998 | 9.0954 | 24.827 | 4.0272 | 2.9378 | 8.3538 | 34.167 | 5.8751 | 4.2858 | 7.7232 | 34.427 | 6.018 | 4.3901 | 7.4271 | 31.8114 | 10.1613 | 7.4125 | 11.906 | 31.802 | 10.0799 | 7.3531 | 11.7076 | 31.8539 | 8.7592 | 6.3897 | 11.7765 | 31.9396 | 7.3011 | 5.3261 | 11.3272 | 32.0369 | 5.8554 | 4.2715 | 11.0622 | 26.8992 | 4.3633 | 3.183 | 10.6485 | 18.0382 | 2.926 | 2.1345 | 10.3605 | 17.1249 | 2.7778 | 2.0264 | 9.9648 | 16.2446 | 2.635 | 1.9222 | 9.6658 | 14.4978 | 2.3517 | 1.7155 | 8.5683 | 12.3565 | 2.0044 | 1.4621 | 7.1002 | 23.746 | 3.8518 | 2.8099 | 5.8398 | 35.6809 | 6.955 | 5.0736 | 5.5883 | 35.9474 | 7.6336 | 5.5686 | 5.7355 | 31.8121 | 10.1613 | 7.4125 | 11.906 | 31.7989 | 10.069 | 7.3452 | 11.6994 | 31.8514 | 8.7178 | 6.3595 | 11.774 | 31.9488 | 7.2047 | 5.2557 | 11.3118 | 32.0689 | 5.748 | 4.1931 | 11.0819 | 26.2747 | 4.262 | 3.1091 | 10.6126 | 17.199 | 2.7898 | 2.0352 | 10.2684 | 15.4527 | 2.5066 | 1.8285 | 9.2613 | 14.4139 | 2.3381 | 1.7056 | 8.9872 | 13.1067 | 2.126 | 1.5509 | 8.4584 | 7.4883 | 1.2147 | 0.88609 | 5.0734 | 11.6956 | 1.8971 | 1.3839 | -0.26072 | 25.022 | 4.0588 | 2.9608 | -4.5247 | 25.314 | 4.1062 | 2.9954 | -7.3512 | 31.8121 | 10.1613 | 7.4125 | 11.906 | 31.7728 | 10.0944 | 7.3637 | 11.7725 | 31.8431 | 10.0306 | 7.3172 | 11.7792 | 31.9348 | 9.7903 | 7.1419 | 11.3336 | 32.0457 | 9.5545 | 6.9699 | 11.1454 | 33.479 | 9.0313 | 6.5882 | 9.3983 | 34.1818 | 8.7165 | 6.3585 | 8.6135 | 34.3192 | 8.5191 | 6.2146 | 8.3332 | 34.5125 | 8.466 | 6.1758 | 8.0602 | 34.7889 | 8.156 | 5.9497 | 6.6572 | 36.3142 | 6.7155 | 4.8988 | 0.62987 | 32.9512 | 5.345 | 3.8991 | -4.1162 | 28.6484 | 4.6471 | 3.39 | -6.8276 | 28.8923 | 4.6866 | 3.4188 | -5.8856
UPHOLLAND | ORRELL | WASHWAY FARM / KIRKBY | 352531 | 404369 | primary | best view | 23.1895 | 11.8355 | 8.5064 | 7.9685 | 23.1765 | 11.777 | 8.4643 | 7.8051 | 23.2603 | 11.6652 | 8.384 | 7.4495 | 23.3576 | 11.5144 | 8.2757 | 6.9813 | 23.4793 | 11.3513 | 8.1584 | 6.4329 | 23.6167 | 11.1692 | 8.0276 | 5.7734 | 23.7661 | 10.9977 | 7.9043 | 5.1387 | 23.935 | 10.8402 | 7.7911 | 4.469 | 24.1162 | 10.6686 | 7.6678 | 3.782 | 24.3057 | 10.4551 | 7.5143 | 2.9142 | 25.0798 | 9.607 | 6.9047 | -0.24812 | 25.6306 | 9.1829 | 6.5999 | -1.7096 | 25.9462 | 9.0034 | 6.4709 | -1.9268 | 26.132 | 8.9354 | 6.4221 | -1.3985 | 23.1886 | 11.8355 | 8.5064 | 7.9685 | 23.1765 | 11.8052 | 8.4846 | 7.8907 | 23.2388 | 11.73 | 8.4306 | 7.6497 | 23.2905 | 11.6447 | 8.3693 | 7.4351 | 23.3489 | 11.5559 | 8.3055 | 7.1619 | 23.4228 | 11.4523 | 8.231 | 6.8339 | 23.5144 | 11.3448 | 8.1538 | 6.4332 | 23.622 | 11.2481 | 8.0842 | 5.9856 | 23.7448 | 11.1351 | 8.003 | 5.4776 | 23.8813 | 11.0188 | 7.9194 | 4.9637 | 24.1965 | 10.6081 | 7.6242 | 3.1702 | 24.4291 | 10.3405 | 7.4319 | 1.9468 | 24.5867 | 10.1938 | 7.3265 | 1.2772 | 24.6942 | 10.0367 | 7.2136 | 0.9056 | 23.1895 | 11.8355 | 8.5064 | 7.9685 | 23.1765 | 11.7769 | 8.4643 | 7.8051 | 23.2602 | 11.6651 | 8.3839 | 7.4495 | 23.3576 | 11.514 | 8.2754 | 6.9814 | 23.4792 | 11.3518 | 8.1587 | 6.433 | 23.6167 | 11.1687 | 8.0272 | 5.7733 | 23.7664 | 10.9977 | 7.9043 | 5.1385 | 23.9353 | 10.8294 | 7.7833 | 4.4688 | 24.1165 | 10.6721 | 7.6702 | 3.7818 | 24.2912 | 10.4777 | 7.5305 | 2.9883 | 24.9983 | 9.6598 | 6.9427 | 0.066423 | 25.4985 | 9.2547 | 6.6515 | -1.3025 | 25.7943 | 9.071 | 6.5195 | -1.5449 | 25.9682 | 9.0048 | 6.4719 | -1.0715 | 23.1921 | 11.8355 | 8.5064 | 7.9685 | 23.1787 | 11.7702 | 8.4595 | 7.7891 | 23.2765 | 11.653 | 8.3753 | 7.4412 | 23.4034 | 11.4269 | 8.2128 | 7.0167 | 23.5762 | 11.1867 | 8.0401 | 6.5135 | 23.7863 | 10.939 | 7.8621 | 5.9047 | 24.0127 | 10.6823 | 7.6776 | 5.2869 | 24.2488 | 10.4186 | 7.488 | 4.6406 | 24.509 | 10.1625 | 7.304 | 4.0591 | 24.8164 | 9.9038 | 7.118 | 3.4743 | 25.9005 | 8.4657 | 6.0845 | 0.10178 | 26.7087 | 7.1182 | 5.116 | -5.4366 | 27.129 | 6.1784 | 4.4406 | -9.4508 | 27.3626 | 5.4177 | 3.8938 | -12.3519 | 23.1921 | 11.8355 | 8.5064 | 7.9685 | 23.162 | 11.7891 | 8.4731 | 7.8568 | 23.3013 | 11.6141 | 8.3473 | 7.343 | 23.4394 | 11.2465 | 8.0831 | 6.8917 | 23.6157 | 10.8018 | 7.7635 | 6.3333 | 23.8054 | 10.4806 | 7.5326 | 5.7839 | 23.9938 | 10.193 | 7.3259 | 5.2581 | 24.2041 | 10.0017 | 7.1885 | 4.7474 | 24.4401 | 9.8845 | 7.1042 | 4.1496 | 24.7512 | 9.5326 | 6.8513 | 2.7541 | 25.8176 | 8.2721 | 5.9454 | -3.7619 | 26.3785 | 6.9963 | 5.0284 | -8.5601 | 26.5342 | 6.2495 | 4.4917 | -11.105 | 26.4255 | 6.2298 | 4.4775 | -10.1845
URMSTON | STRETFORD | SOUTH MANCHESTER | 377117 | 395709 | primary | best view | 29.5133 | 8.2206 | 5.9968 | 16.6666 | 29.4937 | 8.099 | 5.9081 | 16.1793 | 29.5354 | 7.9933 | 5.831 | 15.8731 | 29.6005 | 7.9462 | 5.7967 | 15.5973 | 29.6753 | 7.8319 | 5.7132 | 15.2507 | 29.7568 | 7.6588 | 5.587 | 14.8906 | 29.8393 | 7.4905 | 5.4642 | 14.492 | 29.9314 | 7.4259 | 5.4171 | 14.1229 | 30.0304 | 7.3298 | 5.347 | 13.7438 | 30.1447 | 7.2012 | 5.2532 | 13.2711 | 30.5651 | 6.7722 | 4.9402 | 11.584 | 30.845 | 6.7869 | 4.951 | 10.8368 | 30.9982 | 7.7169 | 5.6294 | 10.7201 | 31.0787 | 7.8325 | 5.7137 | 10.891 | 29.5127 | 8.2206 | 5.9968 | 16.6666 | 29.4955 | 8.1752 | 5.9637 | 16.4377 | 29.521 | 8.1012 | 5.9097 | 16.2258 | 29.5607 | 7.9542 | 5.8025 | 16.1022 | 29.6023 | 7.9939 | 5.8314 | 15.9204 | 29.6548 | 7.9106 | 5.7707 | 15.6921 | 29.7223 | 7.8245 | 5.7078 | 15.3878 | 29.7834 | 7.7608 | 5.6614 | 15.1213 | 29.8546 | 7.6775 | 5.6006 | 14.8082 | 29.9367 | 7.6102 | 5.5516 | 14.4624 | 30.1194 | 7.3947 | 5.3943 | 13.4024 | 30.2406 | 7.4071 | 5.4034 | 12.7785 | 30.3114 | 8.0116 | 5.8444 | 12.4601 | 30.35 | 8.4595 | 6.1711 | 12.2601 | 29.5133 | 8.2206 | 5.9968 | 16.6666 | 29.4937 | 8.1092 | 5.9155 | 16.1793 | 29.5354 | 8.0103 | 5.8434 | 15.8731 | 29.6005 | 7.94 | 5.7921 | 15.5973 | 29.6753 | 7.8277 | 5.7102 | 15.2507 | 29.7568 | 7.6593 | 5.5874 | 14.8906 | 29.8393 | 7.5057 | 5.4753 | 14.492 | 29.9314 | 7.415 | 5.4092 | 14.1229 | 30.0304 | 7.3256 | 5.3439 | 13.7438 | 30.136 | 7.2086 | 5.2586 | 13.3146 | 30.5204 | 6.8052 | 4.9643 | 11.7701 | 30.7802 | 6.841 | 4.9904 | 11.0631 | 30.927 | 7.7812 | 5.6763 | 10.9292 | 31.0089 | 7.9056 | 5.767 | 11.0637 | 29.5142 | 8.2206 | 5.9968 | 16.6666 | 29.4925 | 8.0884 | 5.9004 | 16.1774 | 29.5379 | 7.9671 | 5.8119 | 15.8851 | 29.6159 | 7.6794 | 5.602 | 15.6196 | 29.7036 | 7.3733 | 5.3787 | 15.3004 | 29.8045 | 7.0427 | 5.1375 | 14.9678 | 29.9178 | 6.8784 | 5.0177 | 14.5918 | 30.049 | 6.7363 | 4.914 | 14.2474 | 30.1932 | 6.6074 | 4.82 | 13.9335 | 30.3626 | 6.4775 | 4.7252 | 13.5826 | 30.9313 | 5.6481 | 4.1202 | 11.2815 | 27.9494 | 4.5337 | 3.3072 | 6.4486 | 26.7083 | 4.3323 | 3.1604 | 2.5401 | 22.7018 | 3.6825 | 2.6863 | -0.17658 | 29.5142 | 8.2206 | 5.9968 | 16.6666 | 29.4753 | 8.1179 | 5.9219 | 16.2332 | 29.5397 | 8.0388 | 5.8642 | 15.8172 | 29.6029 | 7.8916 | 5.7568 | 15.5615 | 29.6765 | 7.7064 | 5.6217 | 15.2785 | 29.7593 | 7.4834 | 5.459 | 15.0068 | 29.8554 | 7.2872 | 5.3159 | 14.6862 | 29.9628 | 7.2219 | 5.2682 | 14.4137 | 30.0887 | 7.1258 | 5.1982 | 14.0163 | 30.2671 | 6.9079 | 5.0392 | 12.855 | 30.8773 | 7.0499 | 5.1428 | 7.4188 | 31.2325 | 5.9184 | 4.3174 | 3.0366 | 31.3362 | 5.5734 | 4.0657 | 0.46377 | 31.2364 | 5.631 | 4.1077 | 1.1307
VICTORIA PARK | LONGSIGHT | BREDBURY | 385373 | 395948 | primary | best view | 26.1 | 14.1609 | 10.3302 | 10.4457 | 26.0697 | 13.9481 | 10.1749 | 9.7633 | 26.1601 | 12.4275 | 9.0657 | 7.6343 | 26.2981 | 10.8178 | 7.8914 | 5.2027 | 26.3936 | 9.238 | 6.739 | 3.1194 | 26.476 | 7.8096 | 5.697 | 0.90759 | 26.5572 | 6.3956 | 4.6655 | -1.159 | 26.6218 | 6.1899 | 4.5155 | -2.3148 | 26.6602 | 5.9783 | 4.3611 | -3.4303 | 26.6981 | 5.8021 | 4.2325 | -4.3351 | 26.805 | 5.6394 | 4.1138 | -4.7596 | 26.8021 | 5.7035 | 4.1607 | -4.5998 | 26.7171 | 8.4261 | 6.1468 | -4.5746 | 26.5709 | 11.1859 | 8.1599 | -4.2359 | 25.42 | 14.1609 | 10.3302 | 10.4457 | 25.2649 | 14.0948 | 10.282 | 10.4465 | 25.1765 | 12.6065 | 9.1962 | 8.6924 | 25.1269 | 11.1555 | 8.1377 | 6.6315 | 25.0362 | 9.7295 | 7.0976 | 4.9008 | 24.9382 | 8.2786 | 6.0391 | 3.0334 | 24.8715 | 6.8774 | 5.017 | 1.221 | 24.8327 | 6.6712 | 4.8665 | 0.25706 | 24.8211 | 6.4588 | 4.7116 | -0.73916 | 24.833 | 6.2737 | 4.5766 | -1.5976 | 24.7714 | 6.2856 | 4.5852 | -1.5963 | 24.6648 | 6.4738 | 4.7225 | -1.1941 | 24.5244 | 8.7198 | 6.361 | -0.99959 | 24.3588 | 10.911 | 7.9594 | -0.5894 | 25.42 | 14.1609 | 10.3302 | 10.4457 | 25.3807 | 13.9442 | 10.1721 | 9.7633 | 25.4362 | 12.4291 | 9.0668 | 7.6343 | 25.5344 | 10.8185 | 7.892 | 5.2027 | 25.5897 | 9.2303 | 6.7334 | 3.1194 | 25.6306 | 7.8134 | 5.6998 | 0.90759 | 25.6712 | 6.3963 | 4.666 | -1.159 | 25.7103 | 6.1901 | 4.5156 | -2.3148 | 25.7481 | 5.9782 | 4.361 | -3.4303 | 25.7844 | 5.8047 | 4.2344 | -4.3296 | 25.8939 | 5.6458 | 4.1185 | -4.7349 | 25.9048 | 5.7164 | 4.1701 | -4.5679 | 25.8404 | 8.4386 | 6.1559 | -4.5425 | 25.7206 | 11.2001 | 8.1704 | -4.2071 | 25.4201 | 14.1609 | 10.3302 | 10.4457 | 25.3636 | 14.0291 | 10.2341 | 9.7988 | 25.4026 | 12.5532 | 9.1574 | 7.7112 | 25.4845 | 10.999 | 8.0236 | 5.3241 | 25.5249 | 9.525 | 6.9483 | 3.2841 | 25.552 | 8.04 | 5.8651 | 1.1192 | 25.5816 | 6.5881 | 4.8059 | -0.90299 | 25.6109 | 6.3465 | 4.6297 | -2.0124 | 25.6401 | 6.0994 | 4.4494 | -3.0806 | 25.6697 | 5.8575 | 4.2729 | -3.9346 | 25.6972 | 5.7565 | 4.1993 | -4.134 | 25.6059 | 5.7089 | 4.1645 | -3.9966 | 25.421 | 8.2031 | 5.984 | -3.972 | 25.1758 | 10.7656 | 7.8534 | -3.58 | 25.4201 | 14.1609 | 10.3302 | 10.4457 | 25.3613 | 13.9723 | 10.1926 | 9.8031 | 25.4031 | 13.5201 | 9.8627 | 7.7009 | 25.4847 | 12.9163 | 9.4223 | 5.3129 | 25.524 | 12.6121 | 9.2004 | 3.276 | 25.5486 | 12.2465 | 8.9336 | 1.1183 | 25.5756 | 11.8576 | 8.6499 | -0.897 | 25.6011 | 11.634 | 8.4868 | -1.9961 | 25.6255 | 11.4092 | 8.3229 | -3.0524 | 25.6497 | 11.1574 | 8.1392 | -3.9581 | 25.6604 | 10.7699 | 7.8565 | -4.3792 | 25.5452 | 10.5804 | 7.7182 | -4.2045 | 25.3383 | 10.8131 | 7.888 | -4.0898 | 25.0726 | 10.9111 | 7.9595 | -3.4295
WARBRECK | BISPHAM | PENWORTHAM WEST / STANAH | 331775 | 438420 | primary | best view | 23.5691 | 13.3043 | 9.7053 | 11.0461 | 23.5402 | 13.2839 | 9.6904 | 11.103 | 23.5565 | 13.2214 | 9.6448 | 11.0001 | 23.6027 | 13.0995 | 9.5559 | 10.7619 | 23.6634 | 12.9772 | 9.4667 | 10.6039 | 23.732 | 12.8299 | 9.3593 | 10.3418 | 23.808 | 12.7123 | 9.2735 | 10.1027 | 23.8987 | 12.6127 | 9.2008 | 9.8217 | 23.9968 | 12.5073 | 9.1239 | 9.5523 | 24.0824 | 12.3848 | 9.0345 | 9.1951 | 24.5434 | 11.9099 | 8.6881 | 8.0266 | 25.0474 | 11.6564 | 8.5032 | 7.3638 | 25.4227 | 11.6077 | 8.4677 | 7.2277 | 25.8055 | 11.5403 | 8.4185 | 7.2456 | 23.5688 | 13.3043 | 9.7053 | 11.0461 | 23.546 | 13.297 | 9.7 | 11.0915 | 23.5537 | 13.1366 | 9.583 | 11.0192 | 23.5805 | 12.9506 | 9.4473 | 10.8741 | 23.6122 | 12.7834 | 9.3253 | 10.831 | 23.6544 | 12.6017 | 9.1928 | 10.6675 | 23.7112 | 12.431 | 9.0683 | 10.5049 | 23.7804 | 12.3599 | 9.0164 | 10.291 | 23.862 | 12.2878 | 8.9638 | 10.0813 | 23.9386 | 12.2131 | 8.9093 | 9.8221 | 24.1571 | 11.9988 | 8.753 | 9.1486 | 24.3966 | 11.8487 | 8.6435 | 8.7032 | 24.6561 | 12.0522 | 8.7919 | 8.483 | 24.8823 | 12.2736 | 8.9534 | 8.3361 | 23.5691 | 13.3043 | 9.7053 | 11.0461 | 23.5399 | 13.2838 | 9.6903 | 11.1032 | 23.556 | 13.2222 | 9.6454 | 11.0004 | 23.6019 | 13.0985 | 9.5552 | 10.7623 | 23.6624 | 12.9748 | 9.465 | 10.6045 | 23.7323 | 12.8277 | 9.3576 | 10.3416 | 23.8115 | 12.71 | 9.2717 | 10.1006 | 23.9027 | 12.6082 | 9.1975 | 9.8193 | 24.0012 | 12.5028 | 9.1206 | 9.5495 | 24.0803 | 12.3892 | 9.0377 | 9.2268 | 24.4696 | 11.9406 | 8.7105 | 8.1986 | 24.8153 | 11.7259 | 8.5539 | 7.6829 | 25.1124 | 11.7024 | 8.5368 | 7.5877 | 25.3522 | 11.6196 | 8.4763 | 7.6838 | 23.5698 | 13.3043 | 9.7053 | 11.0461 | 23.536 | 13.2599 | 9.6729 | 11.1024 | 23.5584 | 13.1744 | 9.6106 | 11.007 | 23.6224 | 13.0103 | 9.4908 | 10.7762 | 23.7148 | 12.8743 | 9.3916 | 10.6338 | 23.8361 | 12.7233 | 9.2814 | 10.3887 | 23.9684 | 12.5658 | 9.1666 | 10.1632 | 24.0893 | 12.4191 | 9.0595 | 9.8856 | 24.2265 | 12.2702 | 8.9509 | 9.6536 | 24.3912 | 12.1285 | 8.8476 | 9.3796 | 25.2176 | 11.3205 | 8.2581 | 7.5232 | 26.1263 | 10.2601 | 7.4846 | 3.6697 | 26.6775 | 9.4536 | 6.8963 | 0.56147 | 26.9355 | 8.8367 | 6.4463 | -1.6406 | 23.5698 | 13.3043 | 9.7053 | 11.0461 | 23.5255 | 13.2959 | 9.6992 | 11.1485 | 23.5721 | 13.0627 | 9.5291 | 10.9855 | 23.6431 | 12.7704 | 9.3158 | 10.7631 | 23.7388 | 12.6068 | 9.1965 | 10.6411 | 23.8563 | 12.4042 | 9.0487 | 10.4277 | 23.9614 | 12.2381 | 8.9276 | 10.2222 | 24.0901 | 12.1436 | 8.8586 | 9.9826 | 24.246 | 12.0325 | 8.7775 | 9.6764 | 24.4575 | 11.7967 | 8.6055 | 8.7473 | 25.421 | 10.7064 | 7.8102 | 4.4078 | 26.1915 | 9.8248 | 7.167 | 0.8083 | 26.4909 | 9.3622 | 6.8296 | -1.2315 | 26.4544 | 9.3721 | 6.8368 | -0.67673
WARDLEWORTH | BELFIELD | ROCHDALE | 390339 | 414050 | primary | best view | 31.577 | 8.5791 | 6.2583 | 15.2521 | 31.5709 | 8.4594 | 6.171 | 15.055 | 31.6227 | 8.3306 | 6.0771 | 14.9217 | 31.7038 | 8.2064 | 5.9865 | 14.8506 | 31.7861 | 8.03 | 5.8578 | 14.5309 | 31.8714 | 7.8315 | 5.713 | 14.0952 | 31.9618 | 7.6955 | 5.6137 | 13.697 | 32.0619 | 7.6257 | 5.5628 | 13.584 | 32.169 | 7.4881 | 5.4625 | 13.0814 | 32.2912 | 7.3593 | 5.3685 | 12.6823 | 32.7756 | 6.7821 | 4.9474 | 11.1418 | 33.1717 | 6.6165 | 4.8267 | 10.2607 | 33.4284 | 6.7817 | 4.9471 | 9.9902 | 33.6346 | 6.8967 | 5.0311 | 10.0147 | 31.5768 | 8.5791 | 6.2583 | 15.2521 | 31.5579 | 8.4752 | 6.1826 | 15.0852 | 31.5817 | 8.3799 | 6.113 | 15.033 | 31.6272 | 8.285 | 6.0438 | 15.1065 | 31.6681 | 8.2007 | 5.9823 | 14.9011 | 31.7179 | 8.0832 | 5.8966 | 14.5933 | 31.7898 | 8.0069 | 5.841 | 14.2905 | 31.8833 | 7.9681 | 5.8126 | 14.2164 | 31.9984 | 7.8691 | 5.7404 | 13.7553 | 32.1316 | 7.7942 | 5.6857 | 13.433 | 32.3231 | 7.5936 | 5.5394 | 12.747 | 32.4863 | 7.4144 | 5.4087 | 12.0525 | 32.6241 | 7.4696 | 5.449 | 11.6629 | 32.7322 | 7.4326 | 5.422 | 11.3222 | 31.577 | 8.5791 | 6.2583 | 15.2521 | 31.5708 | 8.4602 | 6.1716 | 15.0551 | 31.6225 | 8.3319 | 6.078 | 14.9218 | 31.7035 | 8.2073 | 5.9871 | 14.8508 | 31.7857 | 8.0316 | 5.859 | 14.5311 | 31.8715 | 7.8321 | 5.7134 | 14.0951 | 31.963 | 7.6996 | 5.6168 | 13.6963 | 32.0634 | 7.6285 | 5.5649 | 13.5832 | 32.1706 | 7.4908 | 5.4644 | 13.0805 | 32.2849 | 7.3661 | 5.3735 | 12.712 | 32.7219 | 6.823 | 4.9773 | 11.3228 | 33.0461 | 6.6709 | 4.8663 | 10.524 | 33.2702 | 6.8369 | 4.9875 | 10.2577 | 33.4249 | 6.9569 | 5.0749 | 10.2878 | 31.5775 | 8.5791 | 6.2583 | 15.2521 | 31.5643 | 8.4906 | 6.1938 | 15.0476 | 31.616 | 8.41 | 6.135 | 14.9216 | 31.7041 | 8.2993 | 6.0543 | 14.8379 | 31.7972 | 8.1306 | 5.9311 | 14.5624 | 31.9047 | 7.9971 | 5.8338 | 14.1632 | 32.0277 | 7.8549 | 5.73 | 13.7319 | 32.17 | 7.7528 | 5.6556 | 13.5291 | 32.3272 | 7.6159 | 5.5557 | 13.186 | 32.5107 | 7.4608 | 5.4425 | 12.8506 | 33.2026 | 6.763 | 4.9335 | 10.9715 | 33.827 | 5.7541 | 4.1975 | 6.7995 | 32.0693 | 5.202 | 3.7948 | 3.5162 | 29.8314 | 4.839 | 3.5299 | 1.2849 | 31.5775 | 8.5791 | 6.2583 | 15.2521 | 31.5455 | 8.5219 | 6.2166 | 15.1038 | 31.6061 | 8.0918 | 5.9028 | 14.9348 | 31.6797 | 7.9946 | 5.832 | 14.8583 | 31.7607 | 7.7718 | 5.6694 | 14.6171 | 31.8527 | 7.5227 | 5.4877 | 14.2625 | 31.9636 | 7.2694 | 5.3029 | 13.8813 | 32.0902 | 7.1786 | 5.2367 | 13.6949 | 32.2371 | 7.0608 | 5.1508 | 13.3663 | 32.4317 | 6.8005 | 4.9609 | 12.2581 | 33.1682 | 5.6627 | 4.1308 | 7.6619 | 28.9125 | 4.6899 | 3.4212 | 3.8989 | 28.0751 | 4.5541 | 3.3221 | 1.7021 | 27.9069 | 4.5268 | 3.3022 | 2.2491
WARTON | PEEL | PENWORTHAM WEST / STANAH | 341290 | 428540 | primary | best view | 29.6374 | 13.8712 | 10.1189 | 16.1385 | 29.6411 | 13.8688 | 10.1171 | 16.1008 | 29.7025 | 13.8596 | 10.1104 | 15.958 | 29.7944 | 13.7763 | 10.0496 | 15.7334 | 29.8788 | 13.8424 | 10.0978 | 15.5101 | 29.9618 | 13.8233 | 10.0839 | 15.2748 | 30.047 | 13.8159 | 10.0785 | 15.0711 | 30.1997 | 13.7774 | 10.0504 | 14.8759 | 30.28 | 13.6912 | 9.9876 | 14.6997 | 30.3937 | 13.6077 | 9.9266 | 14.4465 | 30.7631 | 13.1542 | 9.5958 | 13.5447 | 31.0139 | 12.9321 | 9.4338 | 13.0548 | 31.1014 | 12.9333 | 9.4347 | 12.9855 | 31.1116 | 12.9745 | 9.4647 | 13.1362 | 29.6371 | 13.8712 | 10.1189 | 16.1385 | 29.5999 | 13.8958 | 10.1368 | 16.2798 | 29.602 | 13.8919 | 10.134 | 16.3509 | 29.6117 | 13.8888 | 10.1317 | 16.3858 | 29.6079 | 13.8542 | 10.1064 | 16.4078 | 29.6034 | 13.8548 | 10.1069 | 16.4244 | 29.6137 | 13.8506 | 10.1038 | 16.4164 | 29.6374 | 13.8503 | 10.1036 | 16.4717 | 29.6737 | 13.8579 | 10.1092 | 16.3432 | 29.7214 | 13.8422 | 10.0977 | 16.2027 | 29.8923 | 13.8535 | 10.106 | 16.0992 | 30.0361 | 13.859 | 10.1099 | 15.9062 | 30.0759 | 13.9948 | 10.209 | 15.8732 | 30.0643 | 14.0878 | 10.2769 | 15.8708 | 29.6374 | 13.8712 | 10.1189 | 16.1385 | 29.641 | 13.8684 | 10.1168 | 16.1008 | 29.7038 | 13.8597 | 10.1105 | 15.958 | 29.7957 | 13.7816 | 10.0535 | 15.7334 | 29.8799 | 13.8413 | 10.097 | 15.5101 | 29.9628 | 13.8234 | 10.084 | 15.2748 | 30.0475 | 13.8168 | 10.0792 | 15.0711 | 30.2 | 13.7794 | 10.0519 | 14.8759 | 30.2773 | 13.6928 | 9.9887 | 14.6997 | 30.3848 | 13.6114 | 9.9293 | 14.4595 | 30.7281 | 13.1716 | 9.6085 | 13.6027 | 30.9599 | 12.9535 | 9.4494 | 13.1455 | 31.0285 | 12.9499 | 9.4468 | 13.0593 | 31.0309 | 12.9547 | 9.4503 | 13.202 | 29.6374 | 13.8712 | 10.1189 | 16.1385 | 29.6401 | 13.866 | 10.115 | 16.1234 | 29.7065 | 13.4963 | 9.8454 | 16.0057 | 29.8005 | 13.1182 | 9.5695 | 15.7767 | 29.8957 | 12.7694 | 9.3151 | 15.5681 | 30.0675 | 12.4248 | 9.0637 | 15.3431 | 30.1832 | 12.0798 | 8.812 | 15.1347 | 30.3139 | 12.0404 | 8.7833 | 14.8739 | 30.4184 | 12.0173 | 8.7664 | 14.7041 | 30.5284 | 11.9698 | 8.7318 | 14.453 | 32.0881 | 11.6071 | 8.4672 | 12.47 | 32.3883 | 11.3645 | 8.2903 | 11.4788 | 32.4901 | 11.3348 | 8.2686 | 10.985 | 32.5076 | 11.266 | 8.2184 | 10.4667 | 29.6374 | 13.8712 | 10.1189 | 16.1385 | 29.635 | 13.8784 | 10.1241 | 16.14 | 29.717 | 13.9458 | 10.1732 | 15.9888 | 29.8225 | 14.0435 | 10.2446 | 15.7454 | 29.9973 | 13.876 | 10.1223 | 15.464 | 30.0993 | 13.6473 | 9.9555 | 15.3431 | 30.217 | 13.4971 | 9.846 | 15.1496 | 31.7598 | 13.1809 | 9.6153 | 13.4819 | 31.7858 | 13.1274 | 9.5763 | 13.4352 | 31.8206 | 13.026 | 9.5023 | 13.1833 | 32.0597 | 12.5552 | 9.1589 | 12.0941 | 32.2774 | 12.2675 | 8.9489 | 11.3862 | 32.3057 | 12.4286 | 9.0665 | 11.125 | 32.2184 | 12.4494 | 9.0817 | 11.4555
WATERHEAD | GREENHILL | WHITEGATE | 394942 | 405940 | primary | best view | 29.8075 | 14.2041 | 10.3617 | 19.7331 | 29.804 | 14.1121 | 10.2946 | 19.7131 | 29.8347 | 13.9363 | 10.1663 | 19.5407 | 29.8806 | 13.7097 | 10.001 | 19.2754 | 29.9352 | 13.522 | 9.8641 | 19.0264 | 29.9955 | 13.3208 | 9.7173 | 18.7328 | 30.0603 | 13.1721 | 9.6089 | 18.4639 | 30.1329 | 13.1201 | 9.571 | 18.1484 | 30.2112 | 13.0467 | 9.5174 | 17.811 | 30.3029 | 12.9311 | 9.433 | 17.4254 | 30.6794 | 12.5 | 9.1186 | 16.0113 | 30.9676 | 12.2827 | 8.9601 | 15.3083 | 31.151 | 12.2054 | 8.9037 | 15.1366 | 31.2843 | 12.108 | 8.8326 | 15.2441 | 29.8071 | 14.2041 | 10.3617 | 19.7331 | 29.8071 | 14.1129 | 10.2952 | 19.7097 | 29.8316 | 13.636 | 9.9473 | 19.5834 | 29.8629 | 13.2101 | 9.6366 | 19.4236 | 29.8967 | 12.8232 | 9.3543 | 19.3045 | 29.938 | 12.4112 | 9.0538 | 19.1159 | 29.9902 | 12.0777 | 8.8105 | 18.9199 | 30.0526 | 12.0599 | 8.7975 | 18.6723 | 30.1249 | 12.0173 | 8.7665 | 18.3919 | 30.2064 | 11.9609 | 8.7253 | 18.1165 | 30.3576 | 11.7774 | 8.5914 | 17.22 | 30.4782 | 11.6816 | 8.5216 | 16.5981 | 30.5704 | 12.224 | 8.9172 | 16.2348 | 30.6431 | 12.9008 | 9.411 | 15.9946 | 29.8075 | 14.2041 | 10.3617 | 19.7331 | 29.804 | 14.106 | 10.2901 | 19.7131 | 29.8346 | 13.932 | 10.1632 | 19.5407 | 29.8806 | 13.7388 | 10.0222 | 19.2755 | 29.9351 | 13.5211 | 9.8635 | 19.0264 | 29.9955 | 13.2862 | 9.6921 | 18.7328 | 30.0606 | 13.2075 | 9.6347 | 18.4637 | 30.1333 | 13.1495 | 9.5924 | 18.1481 | 30.2116 | 13.0613 | 9.528 | 17.8108 | 30.2967 | 12.9461 | 9.444 | 17.4581 | 30.641 | 12.5447 | 9.1512 | 16.1527 | 30.8972 | 12.3326 | 8.9965 | 15.4864 | 31.067 | 12.2356 | 8.9257 | 15.3037 | 31.1854 | 12.1978 | 8.8981 | 15.3912 | 29.8078 | 14.2041 | 10.3617 | 19.7331 | 29.8028 | 14.0799 | 10.2711 | 19.7079 | 29.8374 | 13.8826 | 10.1272 | 19.5383 | 29.893 | 13.6317 | 9.9441 | 19.2786 | 29.9646 | 13.3772 | 9.7585 | 19.0504 | 30.0499 | 13.1396 | 9.5852 | 18.7734 | 30.1481 | 12.9745 | 9.4647 | 18.5045 | 30.2624 | 12.8331 | 9.3616 | 18.1908 | 30.3881 | 12.6975 | 9.2626 | 17.8966 | 30.5357 | 12.5395 | 9.1474 | 17.6151 | 31.0924 | 11.8502 | 8.6446 | 15.6868 | 31.6092 | 10.8115 | 7.8869 | 11.6517 | 31.9295 | 10.0853 | 7.3571 | 8.5146 | 32.1179 | 9.4599 | 6.9009 | 6.4237 | 29.8078 | 14.2041 | 10.3617 | 19.7331 | 29.787 | 14.1886 | 10.3504 | 19.7561 | 29.8293 | 14.0088 | 10.2192 | 19.5187 | 29.8801 | 13.9041 | 10.1428 | 19.2627 | 29.9446 | 13.7425 | 10.0249 | 19.0477 | 30.0185 | 13.5104 | 9.8557 | 18.8087 | 30.1067 | 13.3108 | 9.71 | 18.5854 | 30.2067 | 13.2009 | 9.6299 | 18.3297 | 30.3241 | 13.0795 | 9.5413 | 17.963 | 30.4896 | 12.8353 | 9.3631 | 16.9934 | 31.1033 | 11.6219 | 8.478 | 12.4311 | 31.4945 | 10.6666 | 7.7811 | 8.8353 | 31.6523 | 10.1598 | 7.4115 | 6.8042 | 31.6132 | 10.1727 | 7.4208 | 7.4303
WATERSWALLOWS | BUXTON | STALYBRIDGE | 407734 | 375459 | primary | best view | 29.66 | 11.7155 | 8.4202 | 17.0335 | 29.6561 | 11.6745 | 8.3907 | 16.8756 | 29.7392 | 11.6078 | 8.3427 | 16.6927 | 29.8428 | 11.529 | 8.2861 | 16.45 | 29.9593 | 11.4561 | 8.2337 | 16.2783 | 30.0795 | 11.3864 | 8.1837 | 16.1469 | 30.1924 | 11.3136 | 8.1313 | 15.9381 | 30.3244 | 11.2712 | 8.1009 | 15.7775 | 30.4311 | 11.1966 | 8.0472 | 15.5801 | 30.5144 | 11.1482 | 8.0125 | 15.3379 | 31.1617 | 10.9044 | 7.8372 | 14.2017 | 32.1028 | 10.8125 | 7.7712 | 13.1715 | 32.9578 | 12.1247 | 8.7143 | 12.5269 | 33.5762 | 11.7393 | 8.4373 | 12.0894 | 29.6596 | 11.7155 | 8.4202 | 17.0335 | 29.6337 | 11.7206 | 8.4238 | 17.1321 | 29.6664 | 11.1492 | 8.0131 | 17.1645 | 29.699 | 10.5959 | 7.6155 | 17.1537 | 29.7297 | 10.0962 | 7.2564 | 17.2265 | 29.77 | 9.6864 | 6.9618 | 17.319 | 29.8282 | 9.4051 | 6.7596 | 17.2713 | 29.8921 | 9.393 | 6.7509 | 17.2058 | 29.9669 | 9.3658 | 6.7314 | 17.0746 | 30.0512 | 9.3296 | 6.7054 | 16.8843 | 30.4324 | 9.1601 | 6.5836 | 16.317 | 30.8798 | 9.1674 | 6.5888 | 15.8841 | 31.4125 | 10.5141 | 7.5567 | 15.4434 | 31.9072 | 12.9982 | 9.342 | 15.1407 | 29.66 | 11.7155 | 8.4202 | 17.0335 | 29.6555 | 11.6744 | 8.3906 | 16.8762 | 29.7381 | 11.6077 | 8.3427 | 16.6938 | 29.8411 | 11.5244 | 8.2828 | 16.4516 | 29.957 | 11.451 | 8.23 | 16.2805 | 30.0802 | 11.3767 | 8.1766 | 16.1462 | 30.1996 | 11.2976 | 8.1198 | 15.9313 | 30.3329 | 11.2691 | 8.0993 | 15.7696 | 30.4424 | 11.2078 | 8.0553 | 15.5711 | 30.521 | 11.1526 | 8.0156 | 15.3563 | 31.0421 | 10.9399 | 7.8628 | 14.4064 | 31.5967 | 10.9024 | 7.8358 | 13.7241 | 32.2605 | 12.2422 | 8.7987 | 13.2313 | 32.7802 | 11.9278 | 8.5727 | 13.0542 | 29.6612 | 11.7155 | 8.4202 | 17.0335 | 29.6531 | 11.6622 | 8.3819 | 16.8952 | 29.7494 | 11.6033 | 8.3396 | 16.7324 | 29.8796 | 11.4566 | 8.2341 | 16.5074 | 30.0408 | 11.3178 | 8.1343 | 16.3495 | 30.2186 | 11.1938 | 8.0452 | 16.2099 | 30.3932 | 11.0483 | 7.9406 | 15.9723 | 30.5325 | 10.9241 | 7.8514 | 15.774 | 30.6949 | 10.7899 | 7.7549 | 15.5334 | 30.8864 | 10.6544 | 7.6575 | 15.2956 | 32.2927 | 9.937 | 7.1419 | 13.6678 | 33.3798 | 9.1378 | 6.5675 | 11.4824 | 33.8405 | 8.8289 | 6.3455 | 10.096 | 33.9106 | 8.4455 | 6.07 | 9.5838 | 29.6612 | 11.7155 | 8.4202 | 17.0335 | 29.6593 | 11.6779 | 8.3931 | 16.8932 | 29.8249 | 11.5627 | 8.3103 | 16.6642 | 29.9881 | 11.4661 | 8.2409 | 16.4146 | 30.1615 | 11.3189 | 8.1351 | 16.2381 | 30.37 | 11.1469 | 8.0115 | 16.0761 | 30.6332 | 10.9626 | 7.879 | 15.7144 | 30.8333 | 10.896 | 7.8312 | 15.4801 | 31.0738 | 10.8499 | 7.7981 | 15.1773 | 31.368 | 10.7784 | 7.7466 | 14.7568 | 32.7944 | 11.6555 | 8.377 | 12.4223 | 33.6033 | 11.1125 | 7.9867 | 10.5455 | 33.8128 | 10.871 | 7.8132 | 9.7313 | 33.6366 | 10.9033 | 7.8364 | 10.1056
WEASTE | FREDERICK RD | KEARSLEY | 378751 | 398897 | primary | best view | 28.8152 | 8.0084 | 5.842 | 11.7658 | 28.806 | 7.824 | 5.7075 | 11.1059 | 28.9087 | 7.7208 | 5.6322 | 10.7307 | 29.0481 | 7.6439 | 5.5761 | 10.4262 | 29.1844 | 7.5242 | 5.4888 | 10.2273 | 29.2991 | 7.36 | 5.369 | 9.8918 | 29.376 | 7.2282 | 5.2729 | 9.6476 | 29.4647 | 7.0991 | 5.1787 | 9.3978 | 29.5584 | 6.9822 | 5.0934 | 9.198 | 29.6614 | 6.824 | 4.978 | 8.8373 | 30.3663 | 6.1761 | 4.5054 | 7.6939 | 31.376 | 5.8364 | 4.2576 | 6.7073 | 32.2063 | 7.2001 | 5.2524 | 6.091 | 33.1353 | 8.7842 | 6.4079 | 5.6158 | 28.8152 | 8.0084 | 5.842 | 11.7658 | 28.7632 | 7.9609 | 5.8074 | 11.6703 | 28.7889 | 7.9292 | 5.7842 | 11.6163 | 28.8361 | 7.877 | 5.7461 | 11.625 | 28.8678 | 7.8439 | 5.722 | 11.7526 | 28.9064 | 7.8334 | 5.7144 | 11.7347 | 28.962 | 7.8541 | 5.7295 | 11.7198 | 29.011 | 7.847 | 5.7243 | 11.6218 | 29.0819 | 7.8121 | 5.6988 | 11.483 | 29.1718 | 7.7459 | 5.6505 | 11.1917 | 29.5268 | 7.4779 | 5.455 | 10.7152 | 29.9808 | 7.3694 | 5.3759 | 10.3709 | 30.5197 | 8.3905 | 6.1208 | 10.0946 | 30.9946 | 9.3626 | 6.8299 | 9.8774 | 28.8152 | 8.0084 | 5.842 | 11.7658 | 28.8054 | 7.8299 | 5.7118 | 11.1064 | 28.9077 | 7.7136 | 5.6269 | 10.7317 | 29.0465 | 7.6438 | 5.5761 | 10.4277 | 29.1823 | 7.5252 | 5.4895 | 10.2293 | 29.2998 | 7.3621 | 5.3705 | 9.8912 | 29.3841 | 7.2307 | 5.2747 | 9.6412 | 29.4742 | 7.1028 | 5.1814 | 9.3904 | 29.5691 | 6.9913 | 5.1001 | 9.1896 | 29.6677 | 6.8171 | 4.973 | 8.847 | 30.2476 | 6.2035 | 4.5254 | 7.851 | 30.8625 | 5.9122 | 4.3129 | 7.1885 | 31.4968 | 7.3071 | 5.3304 | 6.722 | 32.05 | 8.9458 | 6.5259 | 6.5273 | 28.8155 | 8.0084 | 5.842 | 11.7658 | 28.7925 | 7.8588 | 5.7329 | 11.146 | 28.8866 | 7.7493 | 5.653 | 10.8148 | 29.0234 | 7.6152 | 5.5552 | 10.5509 | 29.1608 | 7.5251 | 5.4895 | 10.3923 | 29.315 | 7.3738 | 5.3791 | 10.0833 | 29.4548 | 7.23 | 5.2742 | 9.8507 | 29.616 | 7.1367 | 5.2061 | 9.6073 | 29.7996 | 7.0371 | 5.1335 | 9.4054 | 30.01 | 6.8915 | 5.0272 | 9.0417 | 31.4664 | 6.2133 | 4.5325 | 7.5772 | 33.1077 | 5.43 | 3.9611 | 4.7249 | 34.0228 | 6.5008 | 4.7422 | 2.4784 | 34.3392 | 7.7499 | 5.6534 | 1.2413 | 28.8155 | 8.0084 | 5.842 | 11.7658 | 28.7922 | 7.8336 | 5.7145 | 11.1567 | 28.9414 | 7.7293 | 5.6384 | 10.7675 | 29.0949 | 7.4547 | 5.4381 | 10.4943 | 29.2419 | 7.2077 | 5.2579 | 10.3367 | 29.3922 | 6.9626 | 5.0791 | 10.0248 | 29.5745 | 6.7349 | 4.913 | 9.7716 | 29.7968 | 6.6052 | 4.8184 | 9.504 | 30.057 | 6.4452 | 4.7017 | 9.2677 | 30.3648 | 6.2352 | 4.5485 | 8.8089 | 32.0537 | 5.461 | 3.9837 | 5.8104 | 29.9044 | 4.8508 | 3.5386 | 3.038 | 33.8301 | 7.5525 | 5.5094 | 1.5384 | 33.8035 | 7.6691 | 5.5945 | 1.8664
WERNETH | GREENHILL | WHITEGATE | 391273 | 403453 | primary | best view | 29.5379 | 13.4928 | 9.8428 | 18.9509 | 29.5442 | 13.4403 | 9.8045 | 18.9165 | 29.6036 | 13.3227 | 9.7187 | 18.7812 | 29.6946 | 13.1398 | 9.5853 | 18.5827 | 29.7973 | 13.0037 | 9.486 | 18.3304 | 29.8871 | 12.8421 | 9.3681 | 18.0607 | 29.9851 | 12.7271 | 9.2843 | 17.832 | 30.0831 | 12.655 | 9.2317 | 17.5024 | 30.1895 | 12.5403 | 9.148 | 17.1214 | 30.3121 | 12.4312 | 9.0684 | 16.734 | 30.8939 | 11.9518 | 8.7187 | 15.2741 | 31.4683 | 11.771 | 8.5868 | 14.3583 | 31.8767 | 11.7001 | 8.5351 | 13.9755 | 32.1809 | 11.541 | 8.419 | 13.8819 | 29.5376 | 13.4928 | 9.8428 | 18.9509 | 29.5601 | 13.4373 | 9.8023 | 18.8932 | 29.625 | 13.0294 | 9.5048 | 18.7814 | 29.7024 | 12.5787 | 9.176 | 18.6347 | 29.792 | 12.262 | 8.945 | 18.5026 | 29.8925 | 11.9127 | 8.6902 | 18.2864 | 29.9912 | 11.6212 | 8.4775 | 18.099 | 30.0894 | 11.5623 | 8.4345 | 17.8255 | 30.2009 | 11.4988 | 8.3882 | 17.4876 | 30.3291 | 11.4289 | 8.3372 | 17.1928 | 30.6481 | 11.212 | 8.179 | 16.2349 | 30.9475 | 11.1164 | 8.1093 | 15.5685 | 31.1718 | 11.6496 | 8.4982 | 15.1637 | 31.3446 | 12.3432 | 9.0042 | 14.871 | 29.5379 | 13.4928 | 9.8428 | 18.9509 | 29.5437 | 13.441 | 9.805 | 18.9166 | 29.6077 | 13.3244 | 9.7199 | 18.7808 | 29.6986 | 13.1413 | 9.5864 | 18.5824 | 29.7993 | 13.0048 | 9.4868 | 18.3302 | 29.8892 | 12.8424 | 9.3684 | 18.0602 | 29.9879 | 12.7233 | 9.2815 | 17.8307 | 30.0853 | 12.6504 | 9.2283 | 17.5011 | 30.1859 | 12.5217 | 9.1344 | 17.1232 | 30.2978 | 12.441 | 9.0755 | 16.772 | 30.816 | 11.9858 | 8.7435 | 15.44 | 31.2577 | 11.8366 | 8.6346 | 14.6949 | 31.5656 | 11.7811 | 8.5942 | 14.3847 | 31.7902 | 11.633 | 8.4861 | 14.3439 | 29.5387 | 13.4928 | 9.8428 | 18.9509 | 29.5454 | 13.372 | 9.7547 | 18.911 | 29.6224 | 13.1875 | 9.6201 | 18.7708 | 29.7401 | 12.9828 | 9.4708 | 18.5756 | 29.849 | 12.7447 | 9.2971 | 18.3278 | 29.9771 | 12.4925 | 9.1131 | 18.0631 | 30.1056 | 12.3421 | 9.0034 | 17.828 | 30.2563 | 12.1952 | 8.8962 | 17.5271 | 30.4237 | 12.0427 | 8.785 | 17.1893 | 30.623 | 11.8934 | 8.6761 | 16.8933 | 31.5451 | 11.0927 | 8.092 | 14.8633 | 32.4387 | 10.0978 | 7.3662 | 10.8104 | 33.0119 | 9.3647 | 6.8315 | 7.6697 | 33.3195 | 8.726 | 6.3655 | 5.6084 | 29.5387 | 13.4928 | 9.8428 | 18.9509 | 29.5295 | 13.5312 | 9.8708 | 18.9654 | 29.6356 | 13.5189 | 9.8619 | 18.7763 | 29.7358 | 13.3869 | 9.7656 | 18.5924 | 29.8377 | 13.2204 | 9.6441 | 18.3754 | 29.9522 | 13.0314 | 9.5062 | 18.1575 | 30.0854 | 12.8697 | 9.3883 | 17.9636 | 30.2413 | 12.7665 | 9.313 | 17.6936 | 30.4235 | 12.6298 | 9.2133 | 17.2861 | 30.6596 | 12.3774 | 9.0291 | 16.3219 | 31.6298 | 11.1681 | 8.147 | 11.7677 | 32.3299 | 10.11 | 7.3751 | 8.1661 | 32.6963 | 9.4837 | 6.9182 | 6.1126 | 32.7661 | 9.4646 | 6.9043 | 6.6698
WESLEY PLACE BACUP | ROSSENDALE | PADIHAM | 386475 | 422130 | primary | best view | 30.1205 | 16.9427 | 12.3595 | 17.6956 | 30.121 | 16.9656 | 12.3761 | 17.6487 | 30.1696 | 16.6559 | 12.1503 | 17.4635 | 30.2365 | 16.3684 | 11.9405 | 17.226 | 30.3121 | 16.0592 | 11.715 | 16.9791 | 30.3822 | 15.7097 | 11.46 | 16.6936 | 30.453 | 15.3059 | 11.1654 | 16.3957 | 30.5338 | 15.1843 | 11.0768 | 16.0749 | 30.6217 | 15.0144 | 10.9528 | 15.7434 | 30.7269 | 14.8739 | 10.8503 | 15.3446 | 31.2044 | 14.1117 | 10.2943 | 13.9198 | 31.6503 | 13.808 | 10.0727 | 13.1265 | 31.9648 | 13.6268 | 9.9405 | 12.8604 | 32.2514 | 13.5304 | 9.8702 | 12.8266 | 30.1201 | 16.9427 | 12.3595 | 17.6956 | 30.1299 | 16.9619 | 12.3734 | 17.6554 | 30.1753 | 16.8858 | 12.3179 | 17.5014 | 30.2225 | 16.8245 | 12.2733 | 17.3453 | 30.2536 | 16.7714 | 12.2345 | 17.1829 | 30.2917 | 16.7078 | 12.1881 | 16.9677 | 30.3427 | 16.6297 | 12.1311 | 16.7075 | 30.4052 | 16.5838 | 12.0976 | 16.4146 | 30.4785 | 16.5321 | 12.0599 | 16.0908 | 30.5622 | 16.4697 | 12.0144 | 15.7449 | 30.7804 | 16.3259 | 11.9095 | 14.8123 | 30.9899 | 16.1848 | 11.8066 | 14.1529 | 31.1888 | 15.97 | 11.6499 | 13.7472 | 31.3624 | 15.496 | 11.3041 | 13.4423 | 30.1205 | 16.9427 | 12.3595 | 17.6956 | 30.1209 | 16.9655 | 12.3761 | 17.6488 | 30.1693 | 16.6558 | 12.1502 | 17.4637 | 30.236 | 16.3682 | 11.9404 | 17.2262 | 30.3115 | 16.0586 | 11.7146 | 16.9794 | 30.3824 | 15.7087 | 11.4593 | 16.6935 | 30.4548 | 15.3191 | 11.1751 | 16.3947 | 30.5359 | 15.1836 | 11.0762 | 16.0737 | 30.6241 | 15.0164 | 10.9543 | 15.7421 | 30.7227 | 14.8707 | 10.8479 | 15.3719 | 31.1487 | 14.06 | 10.2565 | 14.053 | 31.4932 | 13.7933 | 10.062 | 13.3308 | 31.7598 | 13.6265 | 9.9403 | 13.0731 | 31.9634 | 13.5341 | 9.873 | 13.06 | 30.1214 | 16.9427 | 12.3595 | 17.6956 | 30.1195 | 16.8509 | 12.2925 | 17.6372 | 30.1769 | 16.4082 | 11.9696 | 17.449 | 30.2621 | 16.2938 | 11.8861 | 17.207 | 30.3479 | 16.0069 | 11.6768 | 16.9654 | 30.4425 | 15.6571 | 11.4216 | 16.6866 | 30.555 | 15.2535 | 11.1272 | 16.3804 | 30.6879 | 15.0768 | 10.9983 | 16.0502 | 30.8339 | 14.8558 | 10.8371 | 15.7482 | 31.0063 | 14.6406 | 10.6801 | 15.4377 | 31.8448 | 13.6465 | 9.9549 | 13.3234 | 32.6481 | 12.2502 | 8.9363 | 8.6933 | 33.122 | 11.198 | 8.1688 | 5.0836 | 33.3698 | 10.6459 | 7.766 | 2.6966 | 30.1214 | 16.9427 | 12.3595 | 17.6956 | 30.1025 | 16.9813 | 12.3876 | 17.697 | 30.1792 | 16.1639 | 11.7913 | 17.4689 | 30.2467 | 15.5819 | 11.3668 | 17.2532 | 30.3217 | 15.735 | 11.4784 | 17.0481 | 30.415 | 15.4958 | 11.304 | 16.8223 | 30.5298 | 14.8522 | 10.8344 | 16.5702 | 30.661 | 14.7187 | 10.7371 | 16.3023 | 30.8252 | 14.5418 | 10.608 | 15.9176 | 31.0886 | 14.2288 | 10.3797 | 14.8088 | 31.9438 | 12.7808 | 9.3234 | 9.6187 | 32.5625 | 11.4735 | 8.3698 | 5.4469 | 32.822 | 10.7145 | 7.816 | 3.0832 | 32.8053 | 10.6511 | 7.7698 | 3.7735
WEST DIDSBURY | WEST DIDSBURY | SOUTH MANCHESTER | 383306 | 392514 | primary | best view | 30.9346 | 13.0588 | 9.5262 | 14.6666 | 30.9125 | 12.8717 | 9.3898 | 13.6535 | 30.98 | 12.7579 | 9.3067 | 13.1521 | 31.0726 | 12.6221 | 9.2076 | 12.7569 | 31.1674 | 12.4239 | 9.0631 | 12.292 | 31.2674 | 12.2005 | 8.9001 | 11.8273 | 31.3729 | 11.9864 | 8.7439 | 11.3181 | 31.4892 | 11.9033 | 8.6833 | 10.8639 | 31.6129 | 11.7922 | 8.6022 | 10.4096 | 31.7521 | 11.6341 | 8.4869 | 9.8428 | 32.2979 | 11.0206 | 8.0393 | 7.787 | 32.6546 | 11.1848 | 8.1592 | 6.9187 | 32.8206 | 11.751 | 8.5722 | 6.8489 | 32.8964 | 11.9728 | 8.734 | 7.0709 | 30.934 | 13.0588 | 9.5262 | 14.6666 | 30.8834 | 12.9725 | 9.4632 | 14.2201 | 30.8987 | 12.8978 | 9.4088 | 13.9176 | 30.9341 | 12.8257 | 9.3562 | 13.7662 | 30.9642 | 12.7366 | 9.2912 | 13.5715 | 31.005 | 12.6092 | 9.1982 | 13.32 | 31.0578 | 12.529 | 9.1397 | 12.9674 | 31.1312 | 12.4517 | 9.0833 | 12.6409 | 31.2244 | 12.3636 | 9.0191 | 12.2784 | 31.3359 | 12.2613 | 8.9445 | 11.8548 | 31.5245 | 11.9612 | 8.7255 | 10.5328 | 31.6356 | 11.9155 | 8.6922 | 9.8056 | 31.6815 | 12.2503 | 8.9364 | 9.5018 | 31.6945 | 12.3439 | 9.0047 | 9.3207 | 30.9346 | 13.0588 | 9.5262 | 14.6666 | 30.9125 | 12.8731 | 9.3908 | 13.6535 | 30.98 | 12.7582 | 9.3069 | 13.1521 | 31.0726 | 12.6215 | 9.2072 | 12.7569 | 31.1674 | 12.431 | 9.0682 | 12.292 | 31.2674 | 12.208 | 8.9056 | 11.8273 | 31.3729 | 12.0175 | 8.7666 | 11.3181 | 31.4892 | 11.901 | 8.6816 | 10.8639 | 31.6129 | 11.7952 | 8.6045 | 10.4096 | 31.7414 | 11.6487 | 8.4975 | 9.8967 | 32.2428 | 11.038 | 8.0521 | 8.0158 | 32.5735 | 11.2342 | 8.1952 | 7.1972 | 32.7347 | 11.8024 | 8.6097 | 7.12 | 32.8121 | 12.0212 | 8.7693 | 7.3085 | 30.9363 | 13.0588 | 9.5262 | 14.6666 | 30.9086 | 12.869 | 9.3878 | 13.6502 | 30.9787 | 12.7433 | 9.296 | 13.1554 | 31.0839 | 12.5232 | 9.1355 | 12.7625 | 31.2029 | 12.2558 | 8.9405 | 12.3081 | 31.3381 | 11.9951 | 8.7503 | 11.8417 | 31.4898 | 11.8078 | 8.6136 | 11.3184 | 31.6561 | 11.6565 | 8.5033 | 10.8505 | 31.8371 | 11.4932 | 8.3841 | 10.434 | 32.051 | 11.3106 | 8.2509 | 9.9596 | 32.7176 | 10.4903 | 7.6525 | 7.6642 | 33.1839 | 9.8367 | 7.1757 | 4.3797 | 33.375 | 9.8367 | 7.1758 | 2.2705 | 33.4459 | 9.5988 | 7.0022 | 0.58827 | 30.9363 | 13.0588 | 9.5262 | 14.6666 | 30.8924 | 12.881 | 9.3965 | 13.6953 | 30.982 | 12.6965 | 9.2619 | 13.0243 | 31.0823 | 12.4267 | 9.0651 | 12.6274 | 31.1901 | 12.0905 | 8.8199 | 12.2089 | 31.3011 | 11.9951 | 8.7503 | 11.8115 | 31.4253 | 11.8926 | 8.6755 | 11.3519 | 31.5633 | 11.797 | 8.6057 | 10.9709 | 31.715 | 11.7066 | 8.5398 | 10.619 | 31.9158 | 11.5159 | 8.4007 | 9.7068 | 32.5502 | 11.4171 | 8.3286 | 5.4689 | 32.8529 | 10.5744 | 7.7139 | 2.53 | 32.876 | 10.5209 | 7.6748 | 1.0485 | 32.7327 | 10.4878 | 7.6507 | 1.7899
WESTGATE | LANCASTER | HEYSHAM | 343077 | 463204 | primary | best view | 15.6612 | 10.2373 | 7.468 | 5.6926 | 15.6768 | 10.142 | 7.3984 | 5.5049 | 15.7796 | 9.9811 | 7.2811 | 5.2552 | 15.9398 | 9.7459 | 7.1095 | 4.8053 | 16.1514 | 9.4057 | 6.8613 | 4.2013 | 16.3942 | 9.1584 | 6.6809 | 3.7106 | 16.6645 | 8.9115 | 6.5008 | 3.1326 | 16.9742 | 8.712 | 6.3553 | 2.5155 | 17.3446 | 8.4771 | 6.184 | 1.8034 | 17.7718 | 8.2416 | 6.0121 | 1.0884 | 19.0556 | 7.257 | 5.2939 | -1.8406 | 20.4526 | 6.4229 | 4.6854 | -3.9873 | 21.4691 | 6.0946 | 4.4459 | -5.0529 | 22.3282 | 5.9635 | 4.3503 | -4.5436 | 15.6605 | 10.2373 | 7.468 | 5.6926 | 15.7193 | 10.1626 | 7.4135 | 5.5057 | 15.8517 | 10.0525 | 7.3332 | 5.2934 | 16.0066 | 9.9309 | 7.2444 | 4.9854 | 16.1909 | 9.6518 | 7.0408 | 4.5582 | 16.4102 | 9.5663 | 6.9785 | 4.1874 | 16.6639 | 9.415 | 6.8681 | 3.6701 | 16.948 | 9.2387 | 6.7395 | 3.0971 | 17.2608 | 9.0576 | 6.6074 | 2.4091 | 17.6237 | 8.8871 | 6.483 | 1.805 | 18.6427 | 8.3165 | 6.0668 | -0.11639 | 19.5308 | 7.8479 | 5.7249 | -1.7553 | 20.123 | 7.3938 | 5.3937 | -3.1931 | 20.5892 | 7.2866 | 5.3154 | -3.1108 | 15.6612 | 10.2373 | 7.468 | 5.6926 | 15.6754 | 10.1414 | 7.398 | 5.5053 | 15.7901 | 9.9814 | 7.2813 | 5.2538 | 15.9499 | 9.746 | 7.1096 | 4.8041 | 16.1606 | 9.4098 | 6.8643 | 4.2004 | 16.4034 | 9.1608 | 6.6827 | 3.7089 | 16.6753 | 8.9209 | 6.5077 | 3.1289 | 16.9828 | 8.7263 | 6.3657 | 2.5119 | 17.318 | 8.4909 | 6.194 | 1.8051 | 17.6994 | 8.2573 | 6.0236 | 1.1508 | 18.8676 | 7.3088 | 5.3317 | -1.5179 | 19.8708 | 6.5171 | 4.7541 | -3.3278 | 20.6006 | 6.2541 | 4.5623 | -4.2248 | 21.1399 | 6.1499 | 4.4863 | -3.6184 | 15.6632 | 10.2373 | 7.468 | 5.6926 | 15.6816 | 10.1576 | 7.4098 | 5.48 | 15.8226 | 9.9464 | 7.2558 | 5.2271 | 16.0331 | 9.6543 | 7.0427 | 4.7709 | 16.3259 | 9.3029 | 6.7864 | 4.1814 | 16.7038 | 8.9452 | 6.5254 | 3.6863 | 17.1589 | 8.6159 | 6.2852 | 3.0594 | 17.6688 | 8.3719 | 6.1072 | 2.3959 | 18.0203 | 8.1102 | 5.9163 | 1.7063 | 18.4401 | 7.8262 | 5.7091 | 1.128 | 20.5998 | 6.344 | 4.6279 | -2.8497 | 22.9217 | 4.2269 | 3.0835 | -10.7947 | 15.527 | 2.5186 | 1.8373 | -17.4605 | 10.0669 | 1.6329 | 1.1912 | -20.1387 | 15.6632 | 10.2373 | 7.468 | 5.6926 | 15.6587 | 10.1522 | 7.4059 | 5.5666 | 15.862 | 9.7986 | 7.1479 | 5.1976 | 16.0895 | 9.2966 | 6.7818 | 4.7478 | 16.3893 | 8.8754 | 6.4745 | 4.1711 | 16.7791 | 8.551 | 6.2378 | 3.7265 | 17.304 | 8.0845 | 5.8975 | 3.1647 | 17.7112 | 7.8477 | 5.7248 | 2.5803 | 18.1227 | 7.5903 | 5.537 | 1.7995 | 18.6374 | 7.1403 | 5.2088 | 0.058993 | 20.9271 | 4.9177 | 3.5874 | -8.4812 | 17.0262 | 2.7618 | 2.0147 | -15.7078 | 8.9349 | 1.4493 | 1.0573 | -20.5638 | 10.4192 | 1.6901 | 1.2329 | -18.4342
WESTHOUGHTON | WESTHOUGHTON | KEARSLEY | 365831 | 407025 | primary | best view | 22.1226 | 12.202 | 8.7698 | 9.8447 | 22.0962 | 12.0536 | 8.6631 | 9.2209 | 22.1699 | 9.7389 | 6.9995 | 8.8835 | 22.2906 | 7.2973 | 5.2447 | 8.1862 | 22.4332 | 4.9049 | 3.5253 | 7.9869 | 14.0052 | 2.3059 | 1.6573 | 7.1543 | 0.39005 | 0.064219 | 0.046156 | 0.39005 | 2.6844 | 0.44197 | 0.31765 | 2.6844 | 2.6844 | 0.44197 | 0.31765 | 2.6844 | 2.6844 | 0.44197 | 0.31765 | 2.6844 | 2.6844 | 0.44197 | 0.31765 | 1.2259 | 15.3318 | 2.5243 | 1.8142 | -0.27886 | 26.2903 | 7.9075 | 5.6833 | -0.6767 | 26.9604 | 9.1155 | 6.5515 | -0.43444 | 22.1219 | 12.202 | 8.7698 | 9.8447 | 22.0908 | 12.1228 | 8.7129 | 9.5265 | 22.1331 | 9.1607 | 6.584 | 9.3409 | 22.1999 | 6.2494 | 4.4915 | 8.9023 | 21.2608 | 3.5004 | 2.5158 | 8.9901 | 4.4411 | 0.7312 | 0.52552 | 4.4411 | 2.6844 | 0.44197 | 0.31765 | 2.6844 | 2.6844 | 0.44197 | 0.31765 | 2.6844 | 2.6844 | 0.44197 | 0.31765 | 2.6844 | 2.6844 | 0.44197 | 0.31765 | 2.6844 | 2.6844 | 0.44197 | 0.31765 | 2.6844 | 2.6844 | 0.44197 | 0.31765 | 2.6844 | 24.1819 | 4.1654 | 2.9938 | 2.8156 | 24.5741 | 5.7774 | 4.1523 | 2.3495 | 22.1226 | 12.202 | 8.7698 | 9.8447 | 22.0958 | 12.053 | 8.6627 | 9.2212 | 22.169 | 9.7383 | 6.9991 | 8.8839 | 22.2894 | 7.2981 | 5.2453 | 8.1869 | 22.4315 | 4.9054 | 3.5256 | 7.9877 | 14.0316 | 2.3102 | 1.6604 | 7.154 | 0.34266 | 0.056417 | 0.040548 | 0.34266 | 2.6844 | 0.44197 | 0.31765 | 2.6844 | 2.6844 | 0.44197 | 0.31765 | 2.6844 | 2.6844 | 0.44197 | 0.31765 | 2.6844 | 2.6844 | 0.44197 | 0.31765 | 1.6266 | 15.9555 | 2.627 | 1.888 | 0.3479 | 25.7049 | 8.0231 | 5.7664 | -0.011141 | 26.1898 | 9.2654 | 6.6593 | 0.39015 | 22.1242 | 12.202 | 8.7698 | 9.8447 | 22.0892 | 12.0351 | 8.6498 | 9.2123 | 22.1755 | 9.5652 | 6.8747 | 8.8895 | 22.3282 | 7.0151 | 5.0419 | 8.2176 | 22.5283 | 4.5428 | 3.265 | 8.0678 | 11.9529 | 1.968 | 1.4144 | 7.2741 | 2.6844 | 0.44197 | 0.31765 | 2.6844 | 2.6844 | 0.44197 | 0.31765 | 2.6844 | 2.6844 | 0.44197 | 0.31765 | 2.6844 | 2.6844 | 0.44197 | 0.31765 | 2.6844 | 2.6844 | 0.44197 | 0.31765 | 1.0726 | 2.6844 | 0.44197 | 0.31765 | -6.4887 | 24.9404 | 4.1062 | 2.9512 | -12.4368 | 26.7969 | 4.4119 | 3.1709 | -16.32 | 22.1242 | 12.202 | 8.7698 | 9.8447 | 22.0667 | 12.0672 | 8.6729 | 9.2991 | 22.2007 | 11.7605 | 8.4525 | 8.8115 | 22.3647 | 11.3309 | 8.1438 | 8.1328 | 22.5691 | 11.2378 | 8.0768 | 7.9958 | 22.8142 | 10.9655 | 7.8811 | 7.2602 | 23.0793 | 10.7329 | 7.7139 | 6.8401 | 23.3929 | 10.573 | 7.599 | 6.2678 | 23.7605 | 10.3971 | 7.4726 | 5.6335 | 24.2382 | 9.9877 | 7.1784 | 3.6657 | 26.1966 | 8.3855 | 6.0268 | -4.956 | 27.6002 | 6.7834 | 4.8754 | -11.577 | 28.1318 | 5.8721 | 4.2204 | -15.4451 | 28.054 | 5.93 | 4.262 | -14.1972
WESTLINTON | CARLISLE | HARKER / HUTTON | 339551 | 564489 | primary | best view | 16.2075 | 16.2075 | 16.2075 | 10.5233 | 16.2199 | 16.2199 | 16.2199 | 10.5676 | 16.2752 | 16.2752 | 16.2447 | 10.4314 | 16.3394 | 16.3394 | 16.1665 | 10.2247 | 16.4133 | 16.4133 | 16.1011 | 10.1154 | 16.4899 | 16.4899 | 16.0439 | 10.053 | 16.5734 | 16.5734 | 15.9745 | 9.8991 | 16.6757 | 16.6757 | 15.9155 | 9.7782 | 16.7962 | 16.7962 | 15.8616 | 9.6228 | 16.8979 | 16.8979 | 15.7997 | 9.4226 | 17.5517 | 17.5517 | 15.5047 | 8.3596 | 18.5726 | 18.5726 | 15.2384 | 7.25 | 19.412 | 19.412 | 14.9652 | 6.1773 | 20.3403 | 20.3403 | 14.6748 | 5.5868 | 16.2073 | 16.2073 | 16.2073 | 10.5233 | 16.2239 | 16.2239 | 16.2239 | 10.6732 | 16.2701 | 16.2701 | 16.2701 | 10.6487 | 16.3074 | 16.3074 | 16.2484 | 10.575 | 16.3508 | 16.3508 | 16.2278 | 10.5915 | 16.4041 | 16.4041 | 16.2069 | 10.6257 | 16.4693 | 16.4693 | 16.1707 | 10.5278 | 16.5427 | 16.5427 | 16.1382 | 10.4305 | 16.6225 | 16.6225 | 16.1022 | 10.2781 | 16.707 | 16.707 | 16.0634 | 10.1027 | 17.2177 | 17.2177 | 15.9552 | 9.6787 | 17.9215 | 17.9215 | 15.8145 | 9.0377 | 18.5255 | 18.5255 | 15.7758 | 8.1697 | 19.092 | 19.092 | 15.703 | 7.3384 | 16.2075 | 16.2075 | 16.2075 | 10.5233 | 16.2192 | 16.2192 | 16.2192 | 10.5682 | 16.2739 | 16.2739 | 16.2449 | 10.4326 | 16.3374 | 16.3374 | 16.1678 | 10.2265 | 16.4107 | 16.4107 | 16.1032 | 10.1178 | 16.4907 | 16.4907 | 16.0463 | 10.0523 | 16.5815 | 16.5815 | 15.9894 | 9.8914 | 16.6852 | 16.6852 | 15.931 | 9.7693 | 16.807 | 16.807 | 15.8738 | 9.6127 | 16.9079 | 16.9079 | 15.8095 | 9.4245 | 17.4219 | 17.4219 | 15.526 | 8.5055 | 18.0184 | 18.0184 | 15.3115 | 7.7543 | 18.6811 | 18.6811 | 15.0565 | 6.8906 | 19.2484 | 19.2484 | 14.8185 | 6.6433 | 16.2081 | 16.2081 | 16.2081 | 10.5233 | 16.2234 | 16.2234 | 16.2234 | 10.5728 | 16.2951 | 16.2951 | 16.2447 | 10.4393 | 16.387 | 16.387 | 16.1189 | 10.2294 | 16.5087 | 16.5087 | 16.0648 | 10.1015 | 16.6726 | 16.6726 | 16.0069 | 9.9893 | 16.8463 | 16.8463 | 15.9359 | 9.7522 | 16.9879 | 16.9879 | 15.8645 | 9.5418 | 17.1517 | 17.1517 | 15.797 | 9.3036 | 17.3397 | 17.3397 | 15.7205 | 9.0656 | 18.7997 | 18.7997 | 15.2839 | 7.3162 | 20.4655 | 20.4655 | 14.843 | 5.2573 | 21.3955 | 20.3632 | 14.6355 | 3.9111 | 21.6591 | 20.1018 | 14.4476 | 3.3613 | 16.2081 | 16.2081 | 16.2081 | 10.5233 | 16.2309 | 16.2309 | 16.2309 | 10.5795 | 16.3477 | 16.3477 | 16.2308 | 10.4085 | 16.4684 | 16.4684 | 16.1338 | 10.1849 | 16.6253 | 16.6253 | 16.0429 | 10.0325 | 16.8271 | 16.8271 | 15.8594 | 9.8939 | 16.9938 | 16.9938 | 15.7223 | 9.6262 | 17.1997 | 17.1997 | 15.6282 | 9.3768 | 17.4471 | 17.4471 | 15.5499 | 9.0814 | 17.7369 | 17.7369 | 15.4628 | 8.6822 | 19.4508 | 19.4508 | 15.0172 | 6.3105 | 20.9135 | 19.9467 | 14.3361 | 4.4383 | 21.3362 | 19.4736 | 13.996 | 3.6221 | 21.3303 | 18.9445 | 13.6158 | 3.7271
WHALLEY | PADIHAM | PADIHAM | 373376 | 436176 | primary | best view | 25.7796 | 13.335 | 9.5841 | 15.3093 | 25.7889 | 13.2373 | 9.5139 | 15.1044 | 25.8794 | 13.0548 | 9.3827 | 14.6785 | 25.9962 | 13.0774 | 9.399 | 14.1869 | 26.1168 | 12.9162 | 9.2831 | 13.6623 | 26.244 | 12.6528 | 9.0938 | 13.1499 | 26.3804 | 12.4862 | 8.9741 | 12.6227 | 26.5314 | 12.338 | 8.8676 | 12.0717 | 26.6916 | 12.2355 | 8.7939 | 11.5243 | 26.8797 | 12.054 | 8.6635 | 10.8 | 27.633 | 11.1947 | 8.0458 | 8.0689 | 28.1907 | 10.4667 | 7.5227 | 6.6364 | 28.54 | 11.3808 | 8.1796 | 6.2578 | 28.8073 | 11.5066 | 8.27 | 6.5213 | 25.7786 | 13.335 | 9.5841 | 15.3093 | 25.7779 | 13.2779 | 9.5431 | 15.2097 | 25.8375 | 13.2137 | 9.4969 | 14.9309 | 25.8998 | 13.0977 | 9.4136 | 14.7102 | 25.9496 | 13.0437 | 9.3748 | 14.4677 | 26.0101 | 12.975 | 9.3254 | 14.1902 | 26.0947 | 12.8575 | 9.2409 | 13.8442 | 26.2005 | 12.6873 | 9.1186 | 13.4553 | 26.3284 | 12.6235 | 9.0727 | 13.0195 | 26.4721 | 12.5833 | 9.0439 | 12.5583 | 26.7504 | 12.256 | 8.8086 | 11.0673 | 26.9829 | 11.7932 | 8.476 | 9.8773 | 27.1681 | 12.552 | 9.0214 | 9.1265 | 27.3051 | 13.2702 | 9.5375 | 8.618 | 25.7796 | 13.335 | 9.5841 | 15.3093 | 25.7888 | 13.2395 | 9.5155 | 15.1045 | 25.8791 | 13.0392 | 9.3715 | 14.6786 | 25.9958 | 13.0718 | 9.395 | 14.1871 | 26.1163 | 12.9148 | 9.2822 | 13.6626 | 26.2442 | 12.6526 | 9.0937 | 13.1498 | 26.3819 | 12.4963 | 8.9814 | 12.6219 | 26.5332 | 12.3414 | 8.87 | 12.0707 | 26.6937 | 12.2392 | 8.7966 | 11.5232 | 26.8691 | 12.0658 | 8.6719 | 10.8477 | 27.5599 | 11.2139 | 8.0597 | 8.2849 | 28.0191 | 10.4954 | 7.5433 | 6.9336 | 28.3231 | 11.4204 | 8.2081 | 6.5509 | 28.5204 | 11.5563 | 8.3057 | 6.8107 | 25.7811 | 13.335 | 9.5841 | 15.3093 | 25.7864 | 13.1594 | 9.4579 | 15.0769 | 25.8869 | 13.1194 | 9.4292 | 14.6313 | 26.0225 | 12.8983 | 9.2703 | 14.1294 | 26.1772 | 12.6196 | 9.0699 | 13.5873 | 26.3575 | 12.2968 | 8.838 | 13.0295 | 26.5657 | 12.0629 | 8.6699 | 12.4194 | 26.8073 | 11.9541 | 8.5917 | 11.7792 | 27.0741 | 11.7659 | 8.4564 | 11.2134 | 27.3314 | 11.5828 | 8.3248 | 10.627 | 28.306 | 10.5767 | 7.6017 | 7.9478 | 29.0976 | 9.3017 | 6.6853 | 4.2975 | 29.503 | 9.7302 | 6.9933 | 2.2142 | 29.6926 | 9.3752 | 6.7382 | 0.57388 | 25.7811 | 13.335 | 9.5841 | 15.3093 | 25.7677 | 13.2441 | 9.5188 | 15.1261 | 25.9003 | 13.0584 | 9.3853 | 14.5313 | 26.036 | 12.6218 | 9.0715 | 14.0189 | 26.184 | 11.9512 | 8.5896 | 13.493 | 26.3517 | 11.2074 | 8.055 | 12.9936 | 26.5518 | 11.0327 | 7.9294 | 12.4668 | 26.777 | 10.8943 | 7.8299 | 11.9432 | 27.0228 | 10.7545 | 7.7294 | 11.4762 | 27.279 | 10.5694 | 7.5964 | 10.5174 | 28.2485 | 10.3623 | 7.4476 | 6.0253 | 28.837 | 9.3893 | 6.7483 | 3.0856 | 29.0025 | 9.6165 | 6.9116 | 1.8219 | 28.9257 | 9.5678 | 6.8766 | 2.3792
WHALLEY RANGE | WEST DIDSBURY | SOUTH MANCHESTER | 382923 | 394645 | primary | best view | 37.4775 | 9.018 | 6.5785 | 13.6227 | 37.562 | 8.9482 | 6.5276 | 13.3638 | 37.7233 | 8.8495 | 6.4556 | 13.0348 | 37.8844 | 8.6853 | 6.3358 | 12.6648 | 38.0802 | 8.4485 | 6.1631 | 12.0638 | 38.2771 | 8.2413 | 6.0119 | 11.4289 | 38.4782 | 7.9989 | 5.8351 | 10.6075 | 38.6936 | 7.8349 | 5.7154 | 10.2065 | 38.9291 | 7.6467 | 5.5782 | 9.5706 | 39.2291 | 7.4284 | 5.4189 | 8.7973 | 39.713 | 6.4418 | 4.6992 | 6.0624 | 36.1 | 5.8558 | 4.2717 | 4.7691 | 34.7605 | 5.6385 | 4.1132 | 4.6055 | 33.7623 | 5.4766 | 3.9951 | 4.9356 | 37.4771 | 9.018 | 6.5785 | 13.6227 | 37.5528 | 8.958 | 6.5347 | 13.4158 | 37.6886 | 8.9004 | 6.4927 | 13.2359 | 37.7595 | 8.8323 | 6.443 | 13.1958 | 37.8687 | 8.7462 | 6.3802 | 12.9135 | 37.9982 | 8.5734 | 6.2542 | 12.514 | 38.1514 | 8.425 | 6.146 | 11.8772 | 38.3264 | 8.3144 | 6.0652 | 11.4224 | 38.5155 | 8.2091 | 5.9884 | 11.0233 | 38.7151 | 8.0648 | 5.8831 | 10.3993 | 39.3983 | 7.6142 | 5.5545 | 8.6605 | 39.6043 | 7.3127 | 5.3345 | 7.5379 | 39.6606 | 7.0859 | 5.169 | 7.0326 | 39.6617 | 6.8378 | 4.9881 | 6.6972 | 37.4775 | 9.018 | 6.5785 | 13.6227 | 37.562 | 8.953 | 6.5311 | 13.3638 | 37.7233 | 8.8559 | 6.4603 | 13.0348 | 37.8844 | 8.6941 | 6.3422 | 12.6648 | 38.0802 | 8.4539 | 6.167 | 12.0638 | 38.2771 | 8.2534 | 6.0208 | 11.4289 | 38.4782 | 8.014 | 5.8461 | 10.6075 | 38.6936 | 7.8445 | 5.7224 | 10.2065 | 38.9291 | 7.6616 | 5.589 | 9.5706 | 39.2162 | 7.4527 | 5.4366 | 8.8607 | 40.1375 | 6.5107 | 4.7495 | 6.3265 | 36.5465 | 5.9282 | 4.3245 | 5.084 | 35.1722 | 5.7053 | 4.1619 | 4.8908 | 34.183 | 5.5448 | 4.0449 | 5.2009 | 37.4783 | 9.018 | 6.5785 | 13.6227 | 37.5816 | 8.9396 | 6.5213 | 13.3625 | 37.789 | 8.7892 | 6.4116 | 13.0472 | 38.024 | 8.574 | 6.2546 | 12.6946 | 38.3129 | 8.1858 | 5.9715 | 12.1257 | 38.6508 | 7.804 | 5.6929 | 11.5071 | 39.0482 | 7.5007 | 5.4716 | 10.6804 | 39.4 | 7.2804 | 5.311 | 10.1994 | 39.6361 | 7.0395 | 5.1352 | 9.7141 | 39.9099 | 6.8167 | 4.9727 | 9.121 | 33.8631 | 5.4929 | 4.007 | 5.8135 | 22.8281 | 3.7029 | 2.7012 | -0.25697 | 14.8674 | 2.4116 | 1.7593 | -4.6023 | 8.9768 | 1.4561 | 1.0622 | -7.4579 | 37.4783 | 9.018 | 6.5785 | 13.6227 | 37.5561 | 8.9682 | 6.5422 | 13.4399 | 37.7897 | 8.8095 | 6.4264 | 12.9722 | 38.0352 | 8.5457 | 6.234 | 12.5898 | 38.3301 | 8.1989 | 5.981 | 12.0575 | 38.6582 | 7.8146 | 5.7006 | 11.52 | 39.0303 | 7.4764 | 5.4539 | 10.7847 | 39.2172 | 7.3028 | 5.3273 | 10.468 | 39.4065 | 7.0659 | 5.1545 | 9.9264 | 39.6696 | 6.6224 | 4.831 | 8.3576 | 30.4969 | 4.9469 | 3.6087 | 1.0856 | 20.6902 | 3.3562 | 2.4483 | -4.3301 | 15.9346 | 2.5847 | 1.8855 | -7.0487 | 15.7257 | 2.5509 | 1.8608 | -5.7246
WHASSET | KENDAL (PARKSIDE RD) | HARKER / HUTTON | 350648 | 481468 | primary | best view | 23.6 | 21.0422 | 15.1235 | 6.7279 | 23.5941 | 21.0087 | 15.0994 | 6.6417 | 23.6791 | 20.9391 | 15.0494 | 6.4687 | 23.7753 | 20.7776 | 14.9333 | 6.0378 | 23.863 | 20.685 | 14.8667 | 6.0174 | 23.95 | 20.5351 | 14.759 | 5.6485 | 26.6496 | 19.9263 | 14.3214 | 2.6231 | 26.6034 | 19.8576 | 14.2721 | 2.6584 | 28.7269 | 19.356 | 13.9116 | 0.18989 | 28.6482 | 19.2519 | 13.8367 | 0.048885 | 29.3494 | 18.6194 | 13.3821 | -1.2655 | 30.1284 | 18.1814 | 13.0673 | -2.0614 | 30.252 | 17.7572 | 12.7625 | -1.9291 | 30.5089 | 17.3417 | 12.4638 | -1.4846 | 23.5996 | 21.0422 | 15.1235 | 6.7279 | 23.5641 | 21.0654 | 15.1401 | 6.9188 | 23.6034 | 21.0673 | 15.1415 | 6.975 | 23.6325 | 21.0127 | 15.1022 | 6.84 | 23.6522 | 21.0037 | 15.0958 | 6.9523 | 23.6791 | 20.9438 | 15.0527 | 6.7937 | 23.7258 | 20.881 | 15.0076 | 6.6199 | 23.7871 | 20.8427 | 14.98 | 6.6104 | 23.8549 | 20.7487 | 14.9125 | 6.2982 | 23.9352 | 20.6645 | 14.852 | 6.0439 | 24.2961 | 20.4188 | 14.6754 | 5.3921 | 24.8189 | 20.1657 | 14.4935 | 4.7486 | 25.2275 | 19.9395 | 14.3309 | 4.2627 | 25.4915 | 19.7834 | 14.2187 | 4.1317 | 23.6 | 21.0422 | 15.1235 | 6.7279 | 23.5937 | 21.0088 | 15.0994 | 6.6419 | 23.6795 | 20.9393 | 15.0495 | 6.4691 | 23.775 | 20.7773 | 14.9331 | 6.0384 | 23.8625 | 20.684 | 14.866 | 6.0178 | 23.9507 | 20.5331 | 14.7576 | 5.648 | 26.653 | 19.9365 | 14.3288 | 2.6207 | 26.6073 | 19.8698 | 14.2808 | 2.6557 | 28.7299 | 19.3648 | 13.9178 | 0.1881 | 28.6444 | 19.2616 | 13.8437 | 0.078776 | 29.2755 | 18.5637 | 13.3421 | -1.1023 | 29.8792 | 18.2238 | 13.0978 | -1.7599 | 29.8774 | 17.8149 | 12.8039 | -1.5797 | 29.996 | 17.4074 | 12.5111 | -1.059 | 23.6004 | 21.0422 | 15.1235 | 6.7279 | 23.5949 | 21.0073 | 15.0984 | 6.6419 | 23.7052 | 20.9388 | 15.0491 | 6.4703 | 23.8421 | 20.78 | 14.935 | 6.0392 | 23.9933 | 20.6982 | 14.8762 | 6.0639 | 24.1749 | 20.5305 | 14.7557 | 5.6277 | 26.8591 | 19.9371 | 14.3292 | 2.7055 | 26.9566 | 19.8391 | 14.2588 | 2.6722 | 29.0636 | 19.3768 | 13.9265 | 0.48741 | 29.0759 | 19.2636 | 13.8452 | 0.41533 | 31.731 | 18.2716 | 13.1322 | -2.5581 | 32.6812 | 17.4906 | 12.5708 | -4.6155 | 32.508 | 17.0634 | 12.2638 | -5.2965 | 32.4604 | 16.7125 | 12.0116 | -5.9741 | 23.6004 | 21.0422 | 15.1235 | 6.7279 | 23.591 | 21.0115 | 15.1013 | 6.6603 | 23.7278 | 20.9114 | 15.0294 | 6.4364 | 23.862 | 20.708 | 14.8833 | 5.9898 | 24.0236 | 20.5779 | 14.7898 | 5.9946 | 26.6501 | 19.8163 | 14.2423 | 3.0608 | 29.178 | 19.1709 | 13.7785 | 0.30814 | 29.1332 | 19.0899 | 13.7203 | 0.46863 | 29.1239 | 19.0103 | 13.6631 | 0.55802 | 29.2876 | 18.8461 | 13.5451 | 0.16458 | 30.7776 | 17.7434 | 12.7525 | -2.4894 | 31.2243 | 16.7989 | 12.0737 | -4.079 | 30.9955 | 16.3537 | 11.7538 | -4.3771 | 30.7127 | 16.0781 | 11.5557 | -3.6574
WHITTLE LE WOODS | LEYLAND | PENWORTHAM WEST / STANAH | 357874 | 421203 | primary | best view | 23.8017 | 15.1957 | 10.9214 | 10.7107 | 23.8004 | 15.0274 | 10.8005 | 10.1809 | 23.8497 | 14.8527 | 10.6749 | 9.8248 | 23.9223 | 14.5516 | 10.4585 | 9.3621 | 24.0093 | 14.2971 | 10.2756 | 8.9261 | 24.105 | 14.0313 | 10.0846 | 8.3854 | 24.2071 | 13.7162 | 9.8581 | 7.9003 | 24.3203 | 13.5946 | 9.7707 | 7.3486 | 24.4417 | 13.5541 | 9.7416 | 6.8141 | 24.5818 | 13.4245 | 9.6484 | 6.141 | 25.1779 | 12.736 | 9.1536 | 3.7689 | 25.6358 | 12.2978 | 8.8387 | 2.532 | 25.9265 | 12.1029 | 8.6986 | 2.2264 | 26.1422 | 11.9317 | 8.5755 | 2.2848 | 23.8013 | 15.1957 | 10.9214 | 10.7107 | 23.8075 | 15.1016 | 10.8538 | 10.4012 | 23.8475 | 15.0207 | 10.7957 | 10.127 | 23.899 | 14.8371 | 10.6637 | 9.8212 | 23.9553 | 14.7419 | 10.5953 | 9.5904 | 24.0221 | 14.5714 | 10.4728 | 9.2048 | 24.1013 | 14.4458 | 10.3825 | 8.8378 | 24.1914 | 14.3226 | 10.2939 | 8.399 | 24.2927 | 14.2046 | 10.2091 | 7.9594 | 24.4032 | 14.0734 | 10.1148 | 7.4642 | 24.663 | 13.6141 | 9.7848 | 5.8061 | 24.8685 | 13.1916 | 9.481 | 4.6308 | 25.0233 | 13.0575 | 9.3847 | 3.9816 | 25.1481 | 12.9073 | 9.2767 | 3.4829 | 23.8017 | 15.1957 | 10.9214 | 10.7107 | 23.8004 | 15.0264 | 10.7997 | 10.1809 | 23.8496 | 14.8517 | 10.6742 | 9.8249 | 23.9222 | 14.552 | 10.4588 | 9.3622 | 24.0091 | 14.2969 | 10.2754 | 8.9262 | 24.105 | 14.0303 | 10.0839 | 8.3854 | 24.2077 | 13.7216 | 9.862 | 7.9 | 24.3209 | 13.5965 | 9.7721 | 7.3482 | 24.4424 | 13.5588 | 9.745 | 6.8137 | 24.5721 | 13.4396 | 9.6593 | 6.193 | 25.1169 | 12.7786 | 9.1842 | 3.9929 | 25.523 | 12.3609 | 8.884 | 2.8151 | 25.7915 | 12.1695 | 8.7465 | 2.4923 | 25.9825 | 12.0045 | 8.6279 | 2.5203 | 23.8026 | 15.1957 | 10.9214 | 10.7107 | 23.7992 | 15.0365 | 10.807 | 10.1738 | 23.8563 | 14.7517 | 10.6024 | 9.8259 | 23.9462 | 14.5004 | 10.4217 | 9.362 | 24.0604 | 14.1686 | 10.1833 | 8.9659 | 24.1954 | 13.8372 | 9.945 | 8.4652 | 24.349 | 13.5042 | 9.7057 | 8.0066 | 24.5263 | 13.306 | 9.5633 | 7.4915 | 24.7215 | 13.129 | 9.4361 | 7.0492 | 24.9492 | 12.9417 | 9.3014 | 6.5554 | 25.795 | 11.9399 | 8.5814 | 4.0215 | 26.4796 | 10.7082 | 7.6962 | -0.035603 | 26.8426 | 9.8195 | 7.0575 | -3.0441 | 27.0551 | 9.1443 | 6.5722 | -5.2921 | 23.8026 | 15.1957 | 10.9214 | 10.7107 | 23.7823 | 15.029 | 10.8016 | 10.2281 | 23.8635 | 14.2802 | 10.2635 | 9.7222 | 23.9526 | 14.4381 | 10.3769 | 9.2451 | 24.0607 | 14.2797 | 10.2631 | 8.8695 | 24.1831 | 14.0063 | 10.0666 | 8.423 | 24.3272 | 13.7929 | 9.9132 | 8.0246 | 24.4879 | 13.6443 | 9.8065 | 7.5901 | 24.669 | 13.491 | 9.6962 | 7.1358 | 24.9015 | 13.2133 | 9.4967 | 6.0863 | 25.7361 | 11.9326 | 8.5762 | 1.3234 | 26.2379 | 10.8414 | 7.792 | -2.2808 | 26.4012 | 10.2425 | 7.3615 | -4.2895 | 26.3642 | 10.1416 | 7.289 | -3.9551
WHITWORTH | ROCHDALE CENTRAL | ROCHDALE | 388779 | 419157 | primary | best view | 10.0272 | 4.4089 | 3.2163 | 6.3754 | 10.0358 | 4.2435 | 3.0956 | 6.3974 | 10.0619 | 4.2324 | 3.0875 | 6.4265 | 10.0876 | 4.1815 | 3.0504 | 6.3429 | 10.1175 | 4.0554 | 2.9583 | 6.1336 | 10.15 | 3.9904 | 2.9109 | 6.0777 | 10.1849 | 3.9467 | 2.8791 | 6.0414 | 10.2243 | 3.8793 | 2.8299 | 5.8334 | 10.2668 | 3.782 | 2.7589 | 5.7343 | 10.3199 | 3.637 | 2.6531 | 5.6552 | 10.5394 | 3.6987 | 2.6981 | 4.9982 | 10.6844 | 3.853 | 2.8107 | 4.7343 | 10.7555 | 3.7108 | 2.707 | 4.803 | 10.7808 | 3.6468 | 2.6603 | 5.0133 | 10.0272 | 4.4089 | 3.2163 | 6.3754 | 10.0343 | 4.2637 | 3.1103 | 6.4371 | 10.0489 | 4.3495 | 3.1729 | 6.5264 | 10.0595 | 4.3571 | 3.1785 | 6.5141 | 10.0706 | 4.3626 | 3.1825 | 6.3938 | 10.0847 | 4.3559 | 3.1776 | 6.4087 | 10.1028 | 4.3218 | 3.1527 | 6.4195 | 10.1248 | 4.2933 | 3.1319 | 6.261 | 10.1504 | 4.2764 | 3.1196 | 6.1834 | 10.1792 | 4.2722 | 3.1165 | 6.2017 | 10.2534 | 4.1449 | 3.0236 | 5.9111 | 10.3059 | 3.9437 | 2.8769 | 5.7798 | 10.3362 | 3.6242 | 2.6438 | 5.6971 | 10.3523 | 4.1383 | 3.0188 | 5.6769 | 10.0272 | 4.4089 | 3.2163 | 6.3754 | 10.0358 | 4.2436 | 3.0957 | 6.3974 | 10.0619 | 4.2288 | 3.0849 | 6.4265 | 10.0876 | 4.18 | 3.0493 | 6.3429 | 10.1175 | 4.0501 | 2.9545 | 6.1336 | 10.15 | 3.9938 | 2.9134 | 6.0777 | 10.1849 | 3.9495 | 2.8811 | 6.0414 | 10.2243 | 3.8785 | 2.8293 | 5.8334 | 10.2668 | 3.7788 | 2.7566 | 5.7343 | 10.3156 | 3.6295 | 2.6477 | 5.6778 | 10.517 | 3.7407 | 2.7288 | 5.101 | 10.6516 | 3.8846 | 2.8338 | 4.847 | 10.7211 | 3.7693 | 2.7497 | 4.9037 | 10.7474 | 3.6689 | 2.6764 | 5.1152 | 10.0264 | 4.4089 | 3.2163 | 6.3754 | 10.0393 | 4.4478 | 3.2446 | 6.4048 | 10.0658 | 4.3775 | 3.1934 | 6.4443 | 10.0974 | 4.3531 | 3.1756 | 6.374 | 10.1377 | 4.2453 | 3.0969 | 6.1824 | 10.1843 | 4.0996 | 2.9906 | 6.1451 | 10.2356 | 3.9143 | 2.8554 | 6.1277 | 10.2949 | 3.8507 | 2.809 | 5.9462 | 10.3589 | 3.8091 | 2.7787 | 5.8765 | 10.4349 | 3.777 | 2.7553 | 5.9238 | 10.7199 | 3.6316 | 2.6492 | 5.2743 | 11.008 | 3.3741 | 2.4614 | 4.1423 | 11.013 | 3.2304 | 2.3565 | 3.4434 | 10.9303 | 3.0944 | 2.2573 | 3.0409 | 10.0264 | 4.4089 | 3.2163 | 6.3754 | 10.0382 | 4.2679 | 3.1134 | 6.4092 | 10.0761 | 4.1046 | 2.9943 | 6.4146 | 10.1124 | 4.5593 | 3.3259 | 6.3393 | 10.1557 | 4.581 | 3.3418 | 6.149 | 10.2031 | 4.2598 | 3.1074 | 6.122 | 10.2575 | 4.2309 | 3.0863 | 6.1146 | 10.3151 | 4.1676 | 3.0402 | 5.9494 | 10.3779 | 4.1087 | 2.9972 | 5.8952 | 10.4814 | 4.0341 | 2.9428 | 5.7886 | 10.8319 | 3.4568 | 2.5217 | 4.3426 | 10.9746 | 3.0953 | 2.2579 | 3.4197 | 10.8973 | 2.8674 | 2.0917 | 3.0462 | 10.7595 | 2.9005 | 2.1159 | 3.4281
WIGTON | CARLISLE | HARKER / HUTTON | 325814 | 549933 | primary | best view | 13.7205 | 13.7205 | 13.7205 | 1.8074 | 13.7165 | 13.7165 | 13.7165 | 1.551 | 13.877 | 13.877 | 13.877 | 1.3274 | 14.1096 | 14.1096 | 14.1096 | 0.78621 | 14.2595 | 14.2595 | 14.2595 | 0.34209 | 14.3975 | 14.3975 | 14.3975 | 0.027714 | 14.541 | 14.541 | 14.541 | -0.41431 | 14.6959 | 14.6959 | 14.6959 | -0.82153 | 14.88 | 14.88 | 14.88 | -1.1512 | 17.2587 | 17.2587 | 17.2587 | -4.1316 | 18.7232 | 18.7232 | 18.7232 | -6.686 | 20.9346 | 20.9346 | 19.564 | -9.0555 | 21.2378 | 21.2378 | 21.2378 | -9.5946 | 21.2054 | 21.2054 | 21.2054 | -8.7724 | 13.7201 | 13.7201 | 13.7201 | 1.8074 | 13.609 | 13.609 | 13.609 | 2.0175 | 13.6227 | 13.6227 | 13.6227 | 2.1284 | 13.6464 | 13.6464 | 13.6464 | 2.077 | 13.607 | 13.607 | 13.607 | 2.1122 | 13.5663 | 13.5663 | 13.5663 | 2.2076 | 13.565 | 13.565 | 13.565 | 1.9809 | 13.6006 | 13.6006 | 13.6006 | 1.8719 | 13.6684 | 13.6684 | 13.6684 | 1.5738 | 13.773 | 13.773 | 13.773 | 0.75854 | 14.2743 | 14.2743 | 14.2743 | 0.33526 | 15.1358 | 15.1358 | 15.1358 | -0.88422 | 15.8618 | 15.8618 | 15.8618 | -1.9267 | 16.1568 | 16.1568 | 16.1568 | -2.3955 | 13.7205 | 13.7205 | 13.7205 | 1.8074 | 13.7156 | 13.7156 | 13.7156 | 1.5511 | 13.8851 | 13.8851 | 13.8851 | 1.3263 | 14.1125 | 14.1125 | 14.1125 | 0.78519 | 14.2621 | 14.2621 | 14.2621 | 0.34119 | 14.4002 | 14.4002 | 14.4002 | 0.026725 | 14.5441 | 14.5441 | 14.5441 | -0.41567 | 14.6984 | 14.6984 | 14.6984 | -0.82269 | 14.8724 | 14.8724 | 14.8724 | -1.1487 | 17.2364 | 17.2364 | 17.2364 | -4.0892 | 18.6206 | 18.6206 | 18.6206 | -6.4786 | 20.6656 | 20.6656 | 19.707 | -8.7369 | 20.8274 | 20.8274 | 20.8274 | -9.2277 | 20.7829 | 20.7829 | 20.7829 | -8.3808 | 13.7216 | 13.7216 | 13.7216 | 1.8074 | 13.7323 | 13.7323 | 13.7323 | 1.5919 | 13.9394 | 13.9394 | 13.9394 | 1.3212 | 14.1894 | 14.1894 | 14.1894 | 0.78458 | 14.4175 | 14.4175 | 14.4175 | 0.29378 | 14.6831 | 14.6831 | 14.6831 | -0.11473 | 15.0155 | 15.0155 | 15.0155 | -0.70647 | 15.3847 | 15.3847 | 15.3847 | -1.2631 | 15.7538 | 15.7538 | 15.7538 | -1.6414 | 18.1232 | 18.1232 | 18.1232 | -4.3325 | 19.7181 | 19.7181 | 19.2594 | -6.4568 | 21.3089 | 21.3089 | 18.9656 | -10.0042 | 21.4948 | 21.4948 | 21.0621 | -11.1137 | 21.3954 | 21.3954 | 21.3954 | -11.5541 | 13.7216 | 13.7216 | 13.7216 | 1.8074 | 13.7186 | 13.7186 | 13.7186 | 1.6476 | 13.9654 | 13.9654 | 13.9654 | 1.3144 | 14.216 | 14.216 | 14.216 | 0.76229 | 14.4932 | 14.4932 | 14.4932 | 0.2231 | 14.7962 | 14.7962 | 14.7962 | -0.18444 | 15.1423 | 15.1423 | 15.1423 | -0.7106 | 17.6787 | 17.6787 | 16.4974 | -3.3471 | 17.9615 | 17.9615 | 17.4777 | -3.5348 | 19.4479 | 19.4479 | 18.3629 | -5.502 | 20.6354 | 20.6354 | 17.9124 | -8.9332 | 21.1917 | 21.1917 | 18.1301 | -10.9135 | 21.1968 | 21.1968 | 21.1968 | -11.3815 | 20.8206 | 20.8206 | 20.8206 | -10.2086
WILLOW HEY | SKELMERSDALE | WASHWAY FARM / KIRKBY | 347779 | 406066 | primary | best view | 29.5669 | 9.3796 | 6.7413 | 16.6916 | 29.5355 | 9.0747 | 6.5222 | 15.3654 | 29.5686 | 8.8711 | 6.3758 | 15.0938 | 29.636 | 8.6621 | 6.2256 | 14.8637 | 29.7059 | 8.4466 | 6.0707 | 14.5985 | 29.7779 | 8.221 | 5.9086 | 14.3184 | 29.8503 | 8.0763 | 5.8046 | 14.0453 | 29.935 | 7.9697 | 5.728 | 13.7455 | 30.0288 | 7.857 | 5.647 | 13.4441 | 30.1389 | 7.727 | 5.5536 | 13.0673 | 30.7903 | 7.2787 | 5.2313 | 11.6898 | 31.5994 | 7.4604 | 5.3619 | 10.8688 | 32.2277 | 9.2543 | 6.6513 | 10.4866 | 32.8786 | 9.8656 | 7.0906 | 10.1116 | 29.5666 | 9.3796 | 6.7413 | 16.6916 | 29.5081 | 9.1998 | 6.6121 | 16.0667 | 29.4959 | 9.03 | 6.49 | 15.9256 | 29.5088 | 8.8651 | 6.3715 | 15.8177 | 29.5157 | 8.7046 | 6.2562 | 15.6928 | 29.5298 | 8.5359 | 6.1349 | 15.5216 | 29.5664 | 8.4322 | 6.0604 | 15.3136 | 29.6212 | 8.3595 | 6.0081 | 15.0635 | 29.6931 | 8.2825 | 5.9528 | 14.7849 | 29.783 | 8.2011 | 5.8943 | 14.4638 | 30.0805 | 7.9693 | 5.7277 | 13.6306 | 30.417 | 7.9712 | 5.729 | 13.0444 | 30.7906 | 9.1377 | 6.5675 | 12.6619 | 31.1208 | 9.9607 | 7.159 | 12.4024 | 29.5669 | 9.3796 | 6.7413 | 16.6916 | 29.5349 | 9.0746 | 6.5221 | 15.3657 | 29.5683 | 8.8709 | 6.3757 | 15.0941 | 29.6352 | 8.6626 | 6.226 | 14.8643 | 29.7047 | 8.4465 | 6.0706 | 14.5992 | 29.7789 | 8.22 | 5.9079 | 14.3181 | 29.8561 | 8.0828 | 5.8093 | 14.0424 | 29.9416 | 7.9767 | 5.733 | 13.7421 | 30.0347 | 7.8614 | 5.6501 | 13.4407 | 30.1363 | 7.7348 | 5.5591 | 13.0949 | 30.6784 | 7.3056 | 5.2507 | 11.8571 | 31.1936 | 7.5195 | 5.4044 | 11.2021 | 31.6681 | 9.3375 | 6.711 | 10.958 | 32.0539 | 10.0034 | 7.1896 | 10.8372 | 29.5677 | 9.3796 | 6.7413 | 16.6916 | 29.5265 | 8.6581 | 6.2227 | 15.3585 | 29.5615 | 8.0958 | 5.8186 | 15.091 | 29.6412 | 7.4889 | 5.3824 | 14.8584 | 29.7322 | 6.9351 | 4.9844 | 14.5988 | 29.8378 | 6.4362 | 4.6258 | 14.315 | 29.9706 | 6.2062 | 4.4605 | 14.0258 | 30.1338 | 6.0033 | 4.3147 | 13.7066 | 30.3215 | 5.8044 | 4.1718 | 13.4162 | 30.5457 | 5.5925 | 4.0194 | 13.0976 | 27.1867 | 4.4761 | 3.217 | 10.9659 | 21.6068 | 3.5574 | 2.5568 | 7.1471 | 24.2673 | 3.9954 | 2.8716 | 4.3712 | 23.2754 | 3.8321 | 2.7542 | 2.453 | 29.5677 | 9.3796 | 6.7413 | 16.6916 | 29.5235 | 9.0799 | 6.5259 | 15.3948 | 29.59 | 8.9101 | 6.4039 | 15.0506 | 29.6823 | 8.6515 | 6.218 | 14.8179 | 29.7717 | 8.3548 | 6.0048 | 14.5775 | 29.8935 | 8.0884 | 5.8133 | 14.3253 | 30.0594 | 7.9094 | 5.6846 | 14.059 | 30.2624 | 7.8038 | 5.6087 | 13.7697 | 30.5014 | 7.7023 | 5.5358 | 13.4504 | 30.7978 | 7.5237 | 5.4074 | 12.5894 | 32.2273 | 8.478 | 6.0933 | 8.3395 | 33.3962 | 7.4513 | 5.3554 | 4.9563 | 33.861 | 7.7852 | 5.5954 | 3.0414 | 33.8495 | 7.6916 | 5.5281 | 3.4665
WILLOWBANK | GREENHILL | WHITEGATE | 391885 | 406064 | primary | best view | 25.5056 | 13.9599 | 10.1835 | 7.6401 | 25.4983 | 13.8199 | 10.0814 | 7.3839 | 25.5541 | 13.6534 | 9.9599 | 7.314 | 25.6375 | 13.4775 | 9.8316 | 7.0237 | 25.7141 | 13.3099 | 9.7094 | 6.8781 | 25.7879 | 13.119 | 9.5701 | 6.6028 | 25.8667 | 13.022 | 9.4993 | 6.4724 | 25.9585 | 12.9425 | 9.4413 | 6.254 | 26.0581 | 12.8402 | 9.3668 | 5.9222 | 26.1717 | 12.7148 | 9.2753 | 5.5471 | 26.8358 | 12.1701 | 8.8779 | 4.1437 | 27.7282 | 12.0473 | 8.7884 | 3.0388 | 28.4516 | 12.0738 | 8.8077 | 2.4354 | 29.227 | 11.898 | 8.6794 | 1.8818 | 25.5054 | 13.9599 | 10.1835 | 7.6401 | 25.4681 | 13.8565 | 10.1081 | 7.5728 | 25.4783 | 13.4116 | 9.7836 | 7.6677 | 25.5095 | 13.0287 | 9.5043 | 7.5798 | 25.5299 | 12.6926 | 9.2591 | 7.6483 | 25.5568 | 12.3539 | 9.012 | 7.5707 | 25.6121 | 12.0989 | 8.8259 | 7.513 | 25.6927 | 12.0481 | 8.7889 | 7.3088 | 25.798 | 11.9693 | 8.7315 | 6.9946 | 25.9274 | 11.8993 | 8.6804 | 6.7057 | 26.2563 | 11.7384 | 8.563 | 5.8874 | 26.6658 | 11.6212 | 8.4775 | 5.157 | 27.1283 | 12.1709 | 8.8785 | 4.5559 | 27.5463 | 12.8476 | 9.3722 | 4.083 | 25.5056 | 13.9599 | 10.1835 | 7.6401 | 25.4978 | 13.8199 | 10.0814 | 7.3843 | 25.5535 | 13.6562 | 9.962 | 7.3148 | 25.6364 | 13.4761 | 9.8306 | 7.0249 | 25.7125 | 13.3081 | 9.708 | 6.8797 | 25.7888 | 13.1154 | 9.5675 | 6.6023 | 25.8733 | 13.0154 | 9.4945 | 6.4674 | 25.9661 | 12.9232 | 9.4273 | 6.2481 | 26.0653 | 12.837 | 9.3644 | 5.9155 | 26.1724 | 12.7291 | 9.2857 | 5.5653 | 26.7258 | 12.1951 | 8.8962 | 4.2814 | 27.2903 | 12.1136 | 8.8367 | 3.3756 | 27.8427 | 12.1521 | 8.8648 | 2.8475 | 28.3132 | 12.0132 | 8.7634 | 2.633 | 25.5059 | 13.9599 | 10.1835 | 7.6401 | 25.4877 | 13.8063 | 10.0715 | 7.3868 | 25.5403 | 13.6244 | 9.9388 | 7.3287 | 25.6269 | 13.3774 | 9.7586 | 7.0473 | 25.7141 | 13.1352 | 9.5819 | 6.9079 | 25.8227 | 12.8923 | 9.4048 | 6.6214 | 25.9571 | 12.7424 | 9.2954 | 6.4521 | 26.1186 | 12.6036 | 9.1942 | 6.1697 | 26.3017 | 12.4502 | 9.0822 | 5.8139 | 26.515 | 12.3068 | 8.9776 | 5.4678 | 27.8453 | 11.4738 | 8.3699 | 3.2274 | 29.3689 | 10.4277 | 7.6069 | -1.4428 | 30.359 | 9.7294 | 7.0975 | -5.0859 | 30.7993 | 9.1485 | 6.6737 | -7.4503 | 25.5059 | 13.9599 | 10.1835 | 7.6401 | 25.4769 | 13.903 | 10.142 | 7.4228 | 25.5422 | 13.8655 | 10.1147 | 7.324 | 25.6301 | 13.6836 | 9.982 | 7.0453 | 25.7184 | 13.5579 | 9.8903 | 6.9092 | 25.839 | 13.3426 | 9.7332 | 6.6306 | 26.0026 | 13.163 | 9.6022 | 6.4639 | 26.2033 | 13.0488 | 9.5189 | 6.1986 | 26.4429 | 12.9032 | 9.4127 | 5.7615 | 26.7428 | 12.6259 | 9.2104 | 4.6806 | 28.2991 | 11.3041 | 8.2462 | -0.41051 | 29.642 | 10.134 | 7.3926 | -4.6791 | 30.2504 | 9.6283 | 7.0237 | -7.1253 | 30.3111 | 9.6543 | 7.0427 | -6.5944
WILLOWHOLME | CARLISLE | HARKER / HUTTON | 338653 | 556688 | primary | best view | 29.5357 | 8.008 | 5.7555 | 18.6554 | 29.5114 | 7.6985 | 5.533 | 16.8318 | 29.5472 | 7.6612 | 5.5063 | 16.7476 | 29.6202 | 7.4087 | 5.3248 | 16.4725 | 29.7023 | 7.1837 | 5.1631 | 16.266 | 29.7918 | 6.9411 | 4.9887 | 15.9331 | 29.8892 | 6.6998 | 4.8152 | 15.5597 | 30.0009 | 6.4653 | 4.6467 | 15.1627 | 30.1309 | 6.3577 | 4.5694 | 14.7762 | 30.2843 | 6.2219 | 4.4718 | 14.2521 | 30.9953 | 5.7142 | 4.1069 | 12.3589 | 31.6241 | 5.621 | 4.0399 | 11.3374 | 32.0016 | 6.4801 | 4.6574 | 11.0314 | 32.2343 | 7.1879 | 5.1661 | 11.1077 | 29.5356 | 8.008 | 5.7555 | 18.6554 | 29.4909 | 7.8487 | 5.641 | 17.7075 | 29.4925 | 7.7275 | 5.5539 | 17.6448 | 29.5162 | 7.4222 | 5.3345 | 17.4482 | 29.5406 | 7.1457 | 5.1358 | 17.3555 | 29.5757 | 6.8467 | 4.9209 | 17.0871 | 29.6307 | 6.585 | 4.7328 | 16.7849 | 29.7047 | 6.4149 | 4.6105 | 16.4872 | 29.7827 | 6.3374 | 4.5548 | 16.1812 | 29.8808 | 6.2521 | 4.4935 | 15.8121 | 30.26 | 5.9806 | 4.2984 | 14.5545 | 30.5971 | 5.9236 | 4.2574 | 13.7087 | 30.7887 | 6.8481 | 4.9218 | 13.2267 | 30.8947 | 7.6684 | 5.5114 | 12.9256 | 29.5357 | 8.008 | 5.7555 | 18.6554 | 29.5111 | 7.6989 | 5.5334 | 16.832 | 29.5495 | 7.6616 | 5.5066 | 16.7465 | 29.6223 | 7.4082 | 5.3244 | 16.4715 | 29.7042 | 7.1832 | 5.1627 | 16.2647 | 29.7938 | 6.942 | 4.9894 | 15.9317 | 29.8919 | 6.7276 | 4.8353 | 15.5579 | 30.0032 | 6.4998 | 4.6715 | 15.1612 | 30.1254 | 6.3715 | 4.5793 | 14.7799 | 30.2645 | 6.2506 | 4.4924 | 14.3003 | 30.8999 | 5.7262 | 4.1156 | 12.5807 | 31.3831 | 5.6758 | 4.0793 | 11.7016 | 31.6452 | 6.5526 | 4.7095 | 11.4652 | 31.7753 | 7.2825 | 5.2341 | 11.5827 | 29.536 | 8.008 | 5.7555 | 18.6554 | 29.5061 | 7.7043 | 5.5372 | 16.8251 | 29.5438 | 7.6607 | 5.5059 | 16.7391 | 29.624 | 6.9008 | 4.9597 | 16.4604 | 29.7183 | 6.7558 | 4.8555 | 16.2839 | 29.8344 | 6.5704 | 4.7223 | 15.9662 | 29.9741 | 6.3926 | 4.5945 | 15.6127 | 30.1408 | 6.2054 | 4.4599 | 15.2453 | 30.3271 | 6.0692 | 4.3621 | 14.9246 | 30.5529 | 5.9041 | 4.2434 | 14.5352 | 30.7877 | 5.069 | 3.6432 | 12.2626 | 24.2464 | 3.992 | 2.8691 | 8.3324 | 24.1089 | 3.9694 | 2.8529 | 5.3307 | 25.5163 | 4.2011 | 3.0194 | 3.4039 | 29.536 | 8.008 | 5.7555 | 18.6554 | 29.493 | 7.7049 | 5.5377 | 16.8732 | 29.5483 | 7.6362 | 5.4883 | 16.7032 | 29.6309 | 7.5164 | 5.4022 | 16.4166 | 29.7254 | 7.3789 | 5.3034 | 16.2275 | 29.8408 | 6.9279 | 4.9792 | 15.9513 | 29.9923 | 6.6217 | 4.7592 | 15.6218 | 30.1722 | 6.4392 | 4.628 | 15.2886 | 30.3955 | 6.3857 | 4.5895 | 14.8958 | 30.726 | 6.2206 | 4.4708 | 13.9015 | 31.4663 | 5.1807 | 3.7235 | 9.4112 | 25.1859 | 4.1467 | 2.9803 | 5.9392 | 30.1809 | 4.9691 | 3.5714 | 3.9519 | 30.0299 | 4.9442 | 3.5535 | 4.4427
WILMSLOW | MOSS NOOK | SOUTH MANCHESTER | 384710 | 381286 | primary | best view | 25.1862 | 10.9737 | 7.887 | 8.3038 | 25.1657 | 10.9436 | 7.8654 | 8.3399 | 25.2087 | 10.8493 | 7.7976 | 8.0793 | 25.2832 | 10.7091 | 7.6969 | 7.8678 | 25.355 | 10.2911 | 7.3964 | 7.5665 | 25.4293 | 10.3058 | 7.407 | 7.2557 | 25.507 | 10.2148 | 7.3416 | 6.8947 | 25.5904 | 10.1353 | 7.2844 | 6.603 | 25.6778 | 10.0265 | 7.2063 | 6.2929 | 25.7753 | 9.8873 | 7.1062 | 5.9086 | 26.0995 | 9.4888 | 6.8198 | 4.5794 | 26.3188 | 9.2064 | 6.6168 | 3.951 | 26.4299 | 9.1398 | 6.5689 | 3.8072 | 26.4759 | 9.0108 | 6.4763 | 3.8896 | 25.1854 | 10.9737 | 7.887 | 8.3038 | 25.1579 | 10.9652 | 7.8809 | 8.3342 | 25.1761 | 10.9362 | 7.8601 | 8.1598 | 25.2229 | 10.8215 | 7.7776 | 8.0609 | 25.2656 | 10.6984 | 7.6891 | 7.8869 | 25.3176 | 10.4363 | 7.5008 | 7.6721 | 25.3911 | 10.3636 | 7.4485 | 7.3404 | 25.4854 | 10.2744 | 7.3844 | 7.0434 | 25.5967 | 10.1823 | 7.3182 | 6.7606 | 25.7214 | 10.0739 | 7.2403 | 6.3783 | 25.8483 | 9.6458 | 6.9326 | 5.4921 | 25.9253 | 9.7285 | 6.9921 | 4.9232 | 25.9641 | 9.7924 | 7.038 | 4.6115 | 25.974 | 9.9242 | 7.1327 | 4.3533 | 25.1862 | 10.9737 | 7.887 | 8.3038 | 25.1657 | 10.9541 | 7.8729 | 8.3399 | 25.2087 | 10.8526 | 7.8 | 8.0793 | 25.2832 | 10.7243 | 7.7078 | 7.8678 | 25.355 | 10.4232 | 7.4914 | 7.5665 | 25.4293 | 10.2142 | 7.3411 | 7.2558 | 25.507 | 10.1575 | 7.3004 | 6.8947 | 25.5904 | 10.1069 | 7.2641 | 6.603 | 25.6778 | 10.0078 | 7.1928 | 6.2929 | 25.7692 | 9.898 | 7.1139 | 5.939 | 26.0685 | 9.4755 | 6.8102 | 4.7041 | 26.2736 | 9.215 | 6.623 | 4.0991 | 26.3811 | 9.151 | 6.577 | 3.9418 | 26.4282 | 9.045 | 6.5008 | 3.9985 | 25.1872 | 10.9737 | 7.887 | 8.3038 | 25.1611 | 10.9513 | 7.8709 | 8.3485 | 25.2006 | 10.8771 | 7.8176 | 8.1125 | 25.2802 | 10.6937 | 7.6858 | 7.9127 | 25.3609 | 10.4181 | 7.4877 | 7.6481 | 25.4469 | 10.1541 | 7.298 | 7.3784 | 25.5416 | 10.0025 | 7.189 | 7.0553 | 25.6477 | 9.8529 | 7.0814 | 6.8136 | 25.7622 | 9.7083 | 6.9775 | 6.574 | 25.895 | 9.5553 | 6.8676 | 6.3056 | 26.2723 | 8.7725 | 6.305 | 4.7124 | 26.5876 | 7.7888 | 5.5979 | 1.5445 | 26.7141 | 7.1247 | 5.1207 | -0.88379 | 26.7472 | 6.5844 | 4.7323 | -2.5492 | 25.1872 | 10.9737 | 7.887 | 8.3038 | 25.1413 | 10.964 | 7.8801 | 8.4037 | 25.192 | 10.7835 | 7.7503 | 8.0717 | 25.2547 | 10.4341 | 7.4992 | 7.8925 | 25.3123 | 10.4049 | 7.4782 | 7.6784 | 25.3742 | 9.9787 | 7.1719 | 7.4742 | 25.4467 | 9.7662 | 7.0192 | 7.2147 | 25.5259 | 9.6458 | 6.9327 | 7.0374 | 25.617 | 9.5205 | 6.8425 | 6.7792 | 25.7435 | 9.3321 | 6.7072 | 6.0108 | 26.1391 | 8.225 | 5.9114 | 2.378 | 26.3568 | 7.101 | 5.1036 | -0.4886 | 26.3681 | 6.6968 | 4.8131 | -2.0869 | 26.238 | 6.6357 | 4.7692 | -1.5804
WINDERMERE | KENDAL (PARKSIDE RD) | HARKER / HUTTON | 341657 | 498418 | primary | best view | 31.2591 | 22.0628 | 15.8569 | 14.298 | 31.2709 | 22.0262 | 15.8307 | 14.0313 | 31.3414 | 21.864 | 15.7141 | 13.7881 | 31.4399 | 20.9685 | 15.0705 | 13.4028 | 31.5487 | 21.4343 | 15.4052 | 13.0489 | 31.6702 | 21.5286 | 15.473 | 12.6478 | 31.8033 | 21.4124 | 15.3895 | 12.1699 | 31.9511 | 21.2026 | 15.2387 | 11.6956 | 32.1127 | 20.9627 | 15.0663 | 11.2521 | 32.3032 | 20.7279 | 14.8975 | 10.5811 | 32.9347 | 19.8888 | 14.2945 | 8.2335 | 33.3273 | 19.3498 | 13.9071 | 7.1007 | 33.5247 | 18.8248 | 13.5298 | 6.8173 | 33.5961 | 18.5829 | 13.3559 | 7.2196 | 31.2586 | 22.0628 | 15.8569 | 14.298 | 31.3059 | 22.0296 | 15.8331 | 14.0329 | 31.4063 | 22.0521 | 15.8493 | 13.8374 | 31.5263 | 21.9406 | 15.7691 | 13.519 | 31.6591 | 21.8392 | 15.6963 | 13.3788 | 31.7415 | 21.6618 | 15.5687 | 12.9304 | 31.8363 | 21.4726 | 15.4328 | 12.4565 | 31.9561 | 21.2228 | 15.2532 | 12.1838 | 32.1007 | 20.8559 | 14.9896 | 11.5961 | 32.272 | 20.3499 | 14.6259 | 11.0709 | 32.5506 | 20.9026 | 15.0231 | 10.0126 | 32.732 | 20.7639 | 14.9235 | 9.1274 | 32.8091 | 20.2001 | 14.5182 | 8.4129 | 32.8267 | 20.4442 | 14.6937 | 8.01 | 31.2591 | 22.0628 | 15.8569 | 14.298 | 31.2707 | 22.0262 | 15.8307 | 14.0313 | 31.3428 | 21.864 | 15.7141 | 13.7874 | 31.4412 | 20.9319 | 15.0442 | 13.4021 | 31.55 | 21.4538 | 15.4192 | 13.0482 | 31.6713 | 21.5346 | 15.4774 | 12.6472 | 31.804 | 21.427 | 15.4 | 12.1695 | 31.9515 | 21.2108 | 15.2446 | 11.6954 | 32.1088 | 20.978 | 15.0773 | 11.2541 | 32.2864 | 20.7374 | 14.9044 | 10.6284 | 32.8753 | 19.9421 | 14.3328 | 8.4326 | 33.22 | 19.3728 | 13.9236 | 7.3558 | 33.3779 | 18.8359 | 13.5377 | 7.0722 | 33.4324 | 18.644 | 13.3998 | 7.4466 | 31.26 | 22.0628 | 15.8569 | 14.298 | 31.2662 | 21.9901 | 15.8047 | 13.9847 | 31.3403 | 21.8947 | 15.7361 | 13.7295 | 31.4499 | 21.7374 | 15.6231 | 13.3393 | 31.5822 | 21.5743 | 15.5058 | 12.9656 | 31.741 | 21.3884 | 15.3723 | 12.5313 | 31.9255 | 21.1768 | 15.2202 | 11.9855 | 32.1402 | 20.9677 | 15.0699 | 11.4436 | 32.3773 | 20.7786 | 14.934 | 10.9892 | 32.6404 | 20.5586 | 14.7759 | 10.461 | 33.3515 | 19.5003 | 14.0152 | 8.014 | 33.9141 | 18.2431 | 13.1117 | 3.7589 | 34.1894 | 17.4745 | 12.5592 | 0.76281 | 34.3091 | 16.9137 | 12.1562 | -1.5481 | 31.26 | 22.0628 | 15.8569 | 14.298 | 31.233 | 22.0165 | 15.8237 | 14.0564 | 31.3102 | 21.6054 | 15.5282 | 13.6836 | 31.3997 | 21.5239 | 15.4696 | 13.2976 | 31.5059 | 21.576 | 15.5071 | 12.9503 | 31.6317 | 21.079 | 15.1499 | 12.5811 | 31.7879 | 20.7663 | 14.9252 | 12.1269 | 31.9663 | 20.4266 | 14.681 | 11.7047 | 32.164 | 20.13 | 14.4678 | 11.3404 | 32.4134 | 19.6175 | 14.0995 | 10.2508 | 33.0909 | 18.4891 | 13.2885 | 5.286 | 33.4745 | 16.2942 | 11.711 | 1.7127 | 33.5892 | 15.8487 | 11.3908 | -0.29998 | 33.5215 | 15.7499 | 11.3198 | 0.24739
WINIFRED RD | ADSWOOD | BREDBURY | 389971 | 388470 | primary | best view | 13.1084 | 13.1084 | 10.2475 | 9.7989 | 13.1073 | 13.1073 | 10.1832 | 9.4885 | 13.158 | 13.158 | 10.1486 | 9.5388 | 13.2413 | 13.2413 | 10.0322 | 9.0724 | 13.341 | 13.341 | 9.9813 | 9.0143 | 13.4517 | 13.4517 | 9.8833 | 8.6748 | 13.5716 | 13.404 | 9.7781 | 8.2565 | 13.7044 | 13.2757 | 9.6844 | 7.8866 | 13.8408 | 13.1274 | 9.5763 | 7.5276 | 13.9847 | 12.9509 | 9.4475 | 7.0047 | 14.5097 | 12.2923 | 8.967 | 5.2813 | 14.9206 | 11.8763 | 8.6636 | 4.4998 | 15.1746 | 11.6721 | 8.5147 | 4.3505 | 15.3308 | 11.5009 | 8.3897 | 4.599 | 13.1081 | 13.1081 | 10.2475 | 9.7989 | 13.1365 | 13.1365 | 10.1947 | 9.5121 | 13.2069 | 13.2069 | 10.1811 | 9.5852 | 13.2881 | 13.2881 | 10.1024 | 9.2019 | 13.3474 | 13.3474 | 10.0699 | 9.2454 | 13.4193 | 13.4193 | 10.0038 | 8.9709 | 13.5112 | 13.5112 | 9.9355 | 8.6368 | 13.6158 | 13.5235 | 9.8652 | 8.2831 | 13.7368 | 13.4049 | 9.7787 | 7.8612 | 13.8771 | 13.3189 | 9.716 | 7.4734 | 14.1378 | 13.0437 | 9.5152 | 6.4252 | 14.313 | 12.7622 | 9.3099 | 5.7723 | 14.4164 | 12.4963 | 9.1159 | 5.3563 | 14.4787 | 12.324 | 8.9902 | 5.2197 | 13.1084 | 13.1084 | 10.2475 | 9.7989 | 13.1072 | 13.1072 | 10.1825 | 9.4885 | 13.1591 | 13.1591 | 10.1481 | 9.5385 | 13.2423 | 13.2423 | 10.0326 | 9.0722 | 13.342 | 13.342 | 9.9807 | 9.0141 | 13.4526 | 13.4526 | 9.8826 | 8.6746 | 13.5725 | 13.4035 | 9.7777 | 8.2561 | 13.7051 | 13.2754 | 9.6842 | 7.8862 | 13.8387 | 13.1271 | 9.576 | 7.5286 | 13.9718 | 12.957 | 9.4519 | 7.0497 | 14.4478 | 12.3314 | 8.9956 | 5.4865 | 14.802 | 11.9296 | 8.7025 | 4.7657 | 15.0148 | 11.7302 | 8.557 | 4.6173 | 15.1439 | 11.5658 | 8.4371 | 4.8424 | 13.1092 | 13.1092 | 10.2475 | 9.7989 | 13.1053 | 13.1053 | 10.1748 | 9.4808 | 13.1642 | 13.1642 | 10.1378 | 9.5411 | 13.2648 | 13.2648 | 10.0181 | 9.0871 | 13.3954 | 13.3954 | 9.9364 | 9.0536 | 13.5505 | 13.4615 | 9.82 | 8.7321 | 13.7155 | 13.287 | 9.6927 | 8.2852 | 13.8842 | 13.1266 | 9.5757 | 7.9216 | 14.0707 | 12.9488 | 9.446 | 7.6166 | 14.2901 | 12.7883 | 9.3289 | 7.2113 | 15.0473 | 11.8116 | 8.6164 | 4.9318 | 15.7352 | 10.4428 | 7.6179 | -0.0023479 | 16.0969 | 9.2177 | 6.7242 | -3.9584 | 16.2773 | 8.3382 | 6.0826 | -6.4016 | 13.1092 | 13.1092 | 10.2475 | 9.7989 | 13.0776 | 13.0776 | 10.1919 | 9.5501 | 13.1467 | 13.1467 | 10.1356 | 9.5309 | 13.2351 | 13.2351 | 9.9981 | 9.1018 | 13.347 | 13.347 | 9.8757 | 9.1192 | 13.476 | 13.3686 | 9.7522 | 8.8408 | 13.6191 | 13.1899 | 9.6218 | 8.4603 | 13.7618 | 13.0384 | 9.5113 | 8.1783 | 13.9271 | 12.8418 | 9.3679 | 7.8199 | 14.1506 | 12.5027 | 9.1205 | 6.5701 | 14.9364 | 11.0215 | 8.04 | 0.97542 | 15.4406 | 9.7387 | 7.1043 | -3.4237 | 15.611 | 9.0469 | 6.5996 | -6.0508 | 15.5385 | 9.0096 | 6.5724 | -5.0666
WITHINGTON | WEST DIDSBURY | SOUTH MANCHESTER | 384841 | 392774 | primary | best view | 24.7742 | 10.6438 | 7.7645 | 6.6643 | 24.7696 | 10.6291 | 7.7538 | 6.5686 | 24.8304 | 10.5545 | 7.6994 | 6.2869 | 24.9214 | 10.4627 | 7.6324 | 5.8657 | 25.0257 | 10.2751 | 7.4955 | 5.3699 | 25.1396 | 10.0607 | 7.3391 | 4.8792 | 25.2605 | 9.9151 | 7.2329 | 4.3575 | 25.3941 | 9.7514 | 7.1135 | 3.8387 | 25.5239 | 9.5698 | 6.981 | 3.368 | 25.6688 | 9.386 | 6.847 | 2.7476 | 26.1823 | 8.5644 | 6.2476 | 0.42179 | 26.5349 | 8.0024 | 5.8376 | -0.79309 | 26.7327 | 7.7849 | 5.679 | -1.1186 | 26.8463 | 7.843 | 5.7214 | -1.0254 | 24.7737 | 10.6438 | 7.7645 | 6.6643 | 24.7824 | 10.6421 | 7.7633 | 6.5748 | 24.8431 | 10.4677 | 7.636 | 6.3841 | 24.9227 | 10.5681 | 7.7093 | 6.2094 | 25.0101 | 10.5101 | 7.667 | 5.9403 | 25.0853 | 10.3987 | 7.5857 | 5.6129 | 25.1768 | 10.29 | 7.5064 | 5.1846 | 25.284 | 10.1755 | 7.4229 | 4.7247 | 25.4062 | 10.0491 | 7.3307 | 4.2676 | 25.5427 | 9.9179 | 7.235 | 3.7178 | 25.8725 | 9.5226 | 6.9466 | 2.2128 | 26.0243 | 9.235 | 6.7368 | 1.2225 | 26.099 | 9.1901 | 6.704 | 0.68843 | 26.1407 | 9.1263 | 6.6575 | 0.31642 | 24.7742 | 10.6438 | 7.7645 | 6.6643 | 24.7696 | 10.6433 | 7.7641 | 6.5686 | 24.8304 | 10.5807 | 7.7185 | 6.2869 | 24.9214 | 10.5052 | 7.6634 | 5.8657 | 25.0257 | 10.3138 | 7.5238 | 5.3699 | 25.1396 | 10.098 | 7.3663 | 4.8792 | 25.2605 | 9.9574 | 7.2638 | 4.3575 | 25.3941 | 9.8004 | 7.1493 | 3.8387 | 25.5239 | 9.6177 | 7.016 | 3.368 | 25.6594 | 9.4409 | 6.887 | 2.7951 | 26.1339 | 8.6508 | 6.3107 | 0.62358 | 26.4638 | 8.0971 | 5.9067 | -0.54677 | 26.6534 | 7.8693 | 5.7406 | -0.88865 | 26.7673 | 7.9322 | 5.7864 | -0.83335 | 24.7753 | 10.6438 | 7.7645 | 6.6643 | 24.7681 | 10.5594 | 7.703 | 6.563 | 24.8382 | 10.4787 | 7.644 | 6.2636 | 24.9494 | 10.237 | 7.4677 | 5.8126 | 25.0872 | 9.9049 | 7.2255 | 5.2986 | 25.2478 | 9.5672 | 6.9791 | 4.7606 | 25.4089 | 9.3297 | 6.8059 | 4.1529 | 25.5837 | 9.0937 | 6.6337 | 3.5348 | 25.7726 | 8.8743 | 6.4737 | 3.0319 | 25.992 | 8.6441 | 6.3058 | 2.4484 | 26.6996 | 7.3651 | 5.3727 | -0.71622 | 27.3242 | 5.6637 | 4.1316 | -6.5481 | 27.6646 | 4.5571 | 3.3244 | -10.982 | 23.1071 | 3.7482 | 2.7343 | -14.27 | 24.7753 | 10.6438 | 7.7645 | 6.6643 | 24.7406 | 10.6644 | 7.7795 | 6.6317 | 24.8261 | 10.5934 | 7.7277 | 6.1969 | 24.9264 | 10.3463 | 7.5475 | 5.7495 | 25.0466 | 10.071 | 7.3466 | 5.2708 | 25.1774 | 9.6294 | 7.0245 | 4.8043 | 25.3039 | 9.4403 | 6.8865 | 4.277 | 25.4441 | 9.2113 | 6.7195 | 3.7609 | 25.6003 | 9.0035 | 6.5679 | 3.2621 | 25.8254 | 8.6698 | 6.3245 | 1.8191 | 26.6038 | 6.921 | 5.0488 | -5.2146 | 27.0311 | 5.4575 | 3.9812 | -10.5883 | 27.1577 | 4.9971 | 3.6453 | -13.613 | 27.0507 | 4.894 | 3.5701 | -12.762
WITHYFOLD DRIVE | MACCLESFIELD | MACCLESFIELD | 392132 | 374352 | primary | best view | 2.6844 | 0.44197 | 0.31765 | 2.6844 | 2.6844 | 0.44197 | 0.31765 | 2.6844 | 2.6844 | 0.44197 | 0.31765 | 2.6844 | 2.6844 | 0.44197 | 0.31765 | 2.6844 | 2.6844 | 0.44197 | 0.31765 | 2.6844 | 2.6844 | 0.44197 | 0.31765 | 2.6844 | 2.6844 | 0.44197 | 0.31765 | 2.6844 | 2.6844 | 0.44197 | 0.31765 | 2.6844 | 2.6844 | 0.44197 | 0.31765 | 2.6844 | 2.6844 | 0.44197 | 0.31765 | 2.6844 | 2.6844 | 0.44197 | 0.31765 | 2.6844 | 2.6844 | 0.44197 | 0.31765 | 2.6844 | 2.6844 | 0.44197 | 0.31765 | 2.6844 | 2.6844 | 0.44197 | 0.31765 | 2.6844 | 2.6844 | 0.44197 | 0.31765 | 2.6844 | 2.6844 | 0.44197 | 0.31765 | 2.6844 | 2.6844 | 0.44197 | 0.31765 | 2.6844 | 2.6844 | 0.44197 | 0.31765 | 2.6844 | 2.6844 | 0.44197 | 0.31765 | 2.6844 | 2.6844 | 0.44197 | 0.31765 | 2.6844 | 2.6844 | 0.44197 | 0.31765 | 2.6844 | 2.6844 | 0.44197 | 0.31765 | 2.6844 | 2.6844 | 0.44197 | 0.31765 | 2.6844 | 2.6844 | 0.44197 | 0.31765 | 2.6844 | 2.6844 | 0.44197 | 0.31765 | 2.6844 | 2.6844 | 0.44197 | 0.31765 | 2.6844 | 2.6844 | 0.44197 | 0.31765 | 2.6844 | 2.6844 | 0.44197 | 0.31765 | 2.6844 | 2.6844 | 0.44197 | 0.31765 | 2.6844 | 2.6844 | 0.44197 | 0.31765 | 2.6844 | 2.6844 | 0.44197 | 0.31765 | 2.6844 | 2.6844 | 0.44197 | 0.31765 | 2.6844 | 2.6844 | 0.44197 | 0.31765 | 2.6844 | 2.6844 | 0.44197 | 0.31765 | 2.6844 | 2.6844 | 0.44197 | 0.31765 | 2.6844 | 2.6844 | 0.44197 | 0.31765 | 2.6844 | 2.6844 | 0.44197 | 0.31765 | 2.6844 | 2.6844 | 0.44197 | 0.31765 | 2.6844 | 2.6844 | 0.44197 | 0.31765 | 2.6844 | 2.6844 | 0.44197 | 0.31765 | 2.6844 | 2.6844 | 0.44197 | 0.31765 | 2.6844 | 2.6844 | 0.44197 | 0.31765 | 2.6844 | 2.6844 | 0.44197 | 0.31765 | 2.6844 | 2.6844 | 0.44197 | 0.31765 | 2.6844 | 2.6844 | 0.44197 | 0.31765 | 2.6844 | 2.6844 | 0.44197 | 0.31765 | 2.6844 | 2.6844 | 0.44197 | 0.31765 | 2.6844 | 2.6844 | 0.44197 | 0.31765 | 2.6844 | 2.6844 | 0.44197 | 0.31765 | 2.6844 | 2.6844 | 0.44197 | 0.31765 | 2.6844 | 2.6844 | 0.44197 | 0.31765 | 2.6844 | 2.6844 | 0.44197 | 0.31765 | 2.6844 | 2.6844 | 0.44197 | 0.31765 | 2.6844 | 2.6844 | 0.44197 | 0.31765 | 2.6844 | 2.6844 | 0.44197 | 0.31765 | 2.6844 | 2.6844 | 0.44197 | 0.31765 | 1.5422 | 2.6844 | 0.44197 | 0.31765 | 2.6844 | 2.6844 | 0.44197 | 0.31765 | 2.6844 | 2.6844 | 0.44197 | 0.31765 | 2.6844 | 2.6844 | 0.44197 | 0.31765 | 2.6844 | 2.6844 | 0.44197 | 0.31765 | 2.6844 | 2.6844 | 0.44197 | 0.31765 | 2.6844 | 2.6844 | 0.44197 | 0.31765 | 2.6844 | 2.6844 | 0.44197 | 0.31765 | 2.6844 | 2.6844 | 0.44197 | 0.31765 | 2.6844 | 2.6844 | 0.44197 | 0.31765 | 2.6844 | 2.6844 | 0.44197 | 0.31765 | 2.6844 | 2.6844 | 0.44197 | 0.31765 | 2.6844 | 2.6844 | 0.44197 | 0.31765 | 2.3507 | 2.6844 | 0.44197 | 0.31765 | 2.6844
WOODBINE ST | CASTLETON | ROCHDALE | 390519 | 412388 | primary | best view | 23.2616 | 15.3189 | 11.1749 | 11.6756 | 23.2766 | 15.0643 | 10.9892 | 11.74 | 23.3459 | 13.8637 | 10.1134 | 11.4162 | 23.4331 | 12.6022 | 9.1931 | 11.2253 | 23.5307 | 11.5094 | 8.396 | 10.9724 | 23.6276 | 10.269 | 7.4911 | 10.5907 | 23.731 | 9.0315 | 6.5884 | 10.1806 | 23.8476 | 8.9802 | 6.5509 | 9.9429 | 23.9748 | 8.8759 | 6.4749 | 9.6248 | 24.133 | 8.7224 | 6.3629 | 9.1149 | 24.9057 | 8.4727 | 6.1807 | 7.6396 | 25.6591 | 10.0242 | 7.3125 | 6.829 | 26.0984 | 12.5905 | 9.1846 | 6.5608 | 26.5312 | 13.0585 | 9.526 | 6.4948 | 23.2613 | 15.3189 | 11.1749 | 11.6756 | 23.2828 | 15.0673 | 10.9914 | 11.7715 | 23.3416 | 13.9311 | 10.1626 | 11.5358 | 23.3974 | 12.6945 | 9.2604 | 11.485 | 23.4615 | 11.2743 | 8.2244 | 11.3956 | 23.537 | 10.2833 | 7.5016 | 11.1533 | 23.6275 | 9.0896 | 6.6307 | 10.8402 | 23.7308 | 9.0632 | 6.6114 | 10.6662 | 23.8464 | 9.0131 | 6.5749 | 10.3767 | 23.9728 | 8.9393 | 6.5211 | 9.9494 | 24.3895 | 8.9584 | 6.535 | 9.0148 | 24.8005 | 10.004 | 7.2978 | 8.3753 | 25.1709 | 11.698 | 8.5335 | 7.9677 | 25.4308 | 11.9811 | 8.7401 | 7.6633 | 23.2616 | 15.3189 | 11.1749 | 11.6756 | 23.2763 | 15.0638 | 10.9888 | 11.7401 | 23.3454 | 13.8596 | 10.1104 | 11.4165 | 23.4323 | 12.6012 | 9.1924 | 11.2257 | 23.5298 | 11.5034 | 8.3916 | 10.9729 | 23.6279 | 10.2599 | 7.4844 | 10.5905 | 23.734 | 9.0287 | 6.5863 | 10.1788 | 23.8512 | 8.9766 | 6.5483 | 9.9408 | 23.9788 | 8.8692 | 6.47 | 9.6225 | 24.1288 | 8.719 | 6.3604 | 9.1481 | 24.8274 | 8.4978 | 6.1991 | 7.8088 | 25.4178 | 10.0732 | 7.3482 | 7.1081 | 25.7792 | 12.6489 | 9.2272 | 6.8635 | 26.0719 | 13.1308 | 9.5787 | 6.8465 | 23.2626 | 15.3189 | 11.1749 | 11.6756 | 23.28 | 14.7982 | 10.7951 | 11.7394 | 23.3703 | 13.513 | 9.8576 | 11.4225 | 23.4902 | 12.1598 | 8.8704 | 11.2381 | 23.619 | 10.8192 | 7.8924 | 11.0053 | 23.7778 | 9.4443 | 6.8895 | 10.6387 | 23.9707 | 8.166 | 5.957 | 10.2335 | 24.1976 | 8.0447 | 5.8685 | 9.9975 | 24.4333 | 7.9253 | 5.7814 | 9.7349 | 24.7058 | 7.7812 | 5.6763 | 9.312 | 25.8016 | 7.3093 | 5.332 | 7.4363 | 26.7645 | 8.1695 | 5.9596 | 3.7906 | 27.362 | 10.2095 | 7.4477 | 0.99726 | 27.6575 | 10.3046 | 7.5171 | -0.91059 | 23.2626 | 15.3189 | 11.1749 | 11.6756 | 23.2684 | 15.023 | 10.9591 | 11.7849 | 23.3918 | 15.1117 | 11.0238 | 11.4021 | 23.4995 | 14.7697 | 10.7743 | 11.2231 | 23.6306 | 14.6361 | 10.6768 | 11.0142 | 23.7923 | 14.2687 | 10.4088 | 10.6888 | 23.9936 | 13.7748 | 10.0486 | 10.3205 | 24.2294 | 13.7488 | 10.0296 | 10.1292 | 24.5259 | 13.6783 | 9.9782 | 9.8274 | 24.8939 | 13.4588 | 9.818 | 8.8287 | 25.9531 | 12.4894 | 9.1109 | 4.6936 | 26.7532 | 11.5763 | 8.4447 | 1.4338 | 27.0865 | 11.1088 | 8.1037 | -0.40948 | 27.0952 | 11.0775 | 8.0809 | 0.080559
WOODFIELD RD | WRIGHTINGTON | PENWORTHAM WEST / STANAH | 358258 | 418014 | primary | best view | 31.9651 | 16.3412 | 11.7447 | 11.4516 | 31.9655 | 16.0039 | 11.5023 | 10.7304 | 32.029 | 15.6219 | 11.2278 | 10.4974 | 32.1255 | 15.1646 | 10.8991 | 9.9915 | 32.2309 | 14.7363 | 10.5912 | 9.6146 | 32.3421 | 14.2898 | 10.2703 | 9.0549 | 32.4609 | 13.968 | 10.0391 | 8.5589 | 32.5951 | 13.677 | 9.8299 | 7.9712 | 32.7393 | 13.3681 | 9.6079 | 7.3983 | 32.9031 | 13.0046 | 9.3466 | 6.6759 | 33.697 | 11.5561 | 8.3056 | 4.0235 | 34.5693 | 10.7782 | 7.7465 | 2.3205 | 35.2338 | 10.7801 | 7.7479 | 1.6039 | 35.9067 | 10.8087 | 7.7684 | 1.2227 | 31.9646 | 16.3412 | 11.7447 | 11.4516 | 31.9726 | 16.0675 | 11.548 | 10.9807 | 32.0256 | 15.7437 | 11.3153 | 10.8024 | 32.1025 | 15.3935 | 11.0636 | 10.4214 | 32.1823 | 15.0908 | 10.8461 | 10.2016 | 32.2762 | 14.7415 | 10.595 | 9.7395 | 32.3869 | 14.5052 | 10.4252 | 9.2941 | 32.5177 | 14.3075 | 10.283 | 8.8039 | 32.6698 | 14.0698 | 10.1122 | 8.2022 | 32.8402 | 13.838 | 9.9457 | 7.5728 | 33.2795 | 13.1139 | 9.4253 | 5.8039 | 33.6959 | 12.5752 | 9.0381 | 4.3619 | 34.1221 | 12.4778 | 8.9681 | 3.4383 | 34.5085 | 12.3271 | 8.8597 | 2.6201 | 31.9651 | 16.3412 | 11.7447 | 11.4516 | 31.9651 | 16.0034 | 11.502 | 10.7306 | 32.0283 | 15.6211 | 11.2272 | 10.4978 | 32.1244 | 15.1634 | 10.8982 | 9.9921 | 32.2294 | 14.7338 | 10.5895 | 9.6154 | 32.3426 | 14.2871 | 10.2684 | 9.0547 | 32.4657 | 13.9716 | 10.0417 | 8.5561 | 32.6008 | 13.6826 | 9.834 | 7.9679 | 32.7457 | 13.3731 | 9.6115 | 7.3945 | 32.9 | 13.0241 | 9.3607 | 6.719 | 33.5893 | 11.6428 | 8.3679 | 4.2547 | 34.2073 | 10.9006 | 7.8345 | 2.7242 | 34.7481 | 10.9099 | 7.8412 | 2.0517 | 35.1956 | 10.9647 | 7.8805 | 1.7601 | 31.9659 | 16.3412 | 11.7447 | 11.4516 | 31.9578 | 16.1022 | 11.573 | 10.7301 | 32.0236 | 15.5218 | 11.1558 | 10.5067 | 32.1335 | 13.7094 | 9.8532 | 9.9931 | 32.2612 | 13.2578 | 9.5286 | 9.6586 | 32.4178 | 12.7758 | 9.1822 | 9.1271 | 32.6024 | 12.3397 | 8.8688 | 8.6432 | 32.8188 | 12.0051 | 8.6283 | 8.1115 | 33.0613 | 11.6656 | 8.3843 | 7.5983 | 33.3422 | 11.3148 | 8.1322 | 7.0555 | 34.7441 | 9.4784 | 6.8123 | 3.7478 | 36.1318 | 7.1883 | 5.1664 | -2.1401 | 34.8397 | 5.7361 | 4.1226 | -6.5843 | 28.4157 | 4.6784 | 3.3625 | -9.6581 | 31.9659 | 16.3412 | 11.7447 | 11.4516 | 31.9371 | 16.0194 | 11.5135 | 10.8092 | 32.0227 | 15.5749 | 11.194 | 10.4901 | 32.128 | 15.0797 | 10.8381 | 9.9909 | 32.2472 | 14.6075 | 10.4987 | 9.6857 | 32.3997 | 14.0186 | 10.0754 | 9.2274 | 32.5932 | 13.603 | 9.7768 | 8.7892 | 32.8214 | 13.2655 | 9.5342 | 8.3027 | 33.0902 | 12.9556 | 9.3114 | 7.7194 | 33.4304 | 12.5103 | 8.9914 | 6.3043 | 34.9744 | 10.4357 | 7.5003 | -0.29728 | 36.1272 | 8.1698 | 5.8718 | -5.6024 | 36.5959 | 7.374 | 5.2998 | -8.5784 | 36.5987 | 7.2093 | 5.1815 | -8.1445
WOODHILL LANE | LANCASTER | HEYSHAM | 343294 | 463785 | primary | best view | 11.7724 | 9.6083 | 7.0091 | 3.865 | 11.7744 | 9.5862 | 6.993 | 3.9004 | 11.8011 | 9.5383 | 6.958 | 3.8201 | 11.8403 | 9.4575 | 6.8991 | 3.6499 | 11.8835 | 9.3608 | 6.8286 | 3.4374 | 11.9298 | 9.2902 | 6.7771 | 3.2826 | 11.979 | 9.2082 | 6.7173 | 3.09 | 12.0323 | 9.1287 | 6.6592 | 2.8349 | 12.0892 | 9.0574 | 6.6073 | 2.6504 | 12.1547 | 8.9769 | 6.5485 | 2.4275 | 12.3678 | 8.6336 | 6.2981 | 1.5492 | 12.5095 | 8.4355 | 6.1535 | 1.0496 | 12.5855 | 8.2951 | 6.0511 | 0.69103 | 12.6226 | 8.2612 | 6.0264 | 1.0707 | 11.7723 | 9.6083 | 7.0091 | 3.865 | 11.7848 | 9.5919 | 6.9972 | 3.8802 | 11.816 | 9.5638 | 6.9767 | 3.8011 | 11.8521 | 9.5171 | 6.9426 | 3.6669 | 11.8884 | 9.4665 | 6.9057 | 3.4897 | 11.9319 | 9.4212 | 6.8726 | 3.3441 | 11.9869 | 9.3625 | 6.8298 | 3.1315 | 12.053 | 9.2932 | 6.7792 | 2.8544 | 12.1306 | 9.2248 | 6.7293 | 2.5941 | 12.2197 | 9.1222 | 6.6545 | 2.1034 | 12.2975 | 9.004 | 6.5683 | 1.7961 | 12.3436 | 8.8628 | 6.4653 | 1.3571 | 12.3662 | 8.7278 | 6.3668 | 0.92071 | 12.3751 | 8.7174 | 6.3592 | 1.0769 | 11.7724 | 9.6083 | 7.0091 | 3.865 | 11.7744 | 9.586 | 6.9928 | 3.9004 | 11.8011 | 9.538 | 6.9578 | 3.8201 | 11.8403 | 9.4571 | 6.8988 | 3.6499 | 11.8835 | 9.3597 | 6.8278 | 3.4374 | 11.9298 | 9.2889 | 6.7761 | 3.2826 | 11.979 | 9.2084 | 6.7174 | 3.09 | 12.0323 | 9.1291 | 6.6595 | 2.8349 | 12.0892 | 9.0574 | 6.6072 | 2.6504 | 12.151 | 8.9794 | 6.5504 | 2.4432 | 12.3485 | 8.6455 | 6.3067 | 1.6224 | 12.4811 | 8.4518 | 6.1655 | 1.1383 | 12.554 | 8.3121 | 6.0635 | 0.77375 | 12.5916 | 8.2756 | 6.0369 | 1.1358 | 11.7726 | 9.6083 | 7.0091 | 3.865 | 11.7731 | 9.5933 | 6.9982 | 3.8832 | 11.8023 | 9.502 | 6.9316 | 3.7953 | 11.8482 | 9.3968 | 6.8548 | 3.6141 | 11.9024 | 9.274 | 6.7653 | 3.3871 | 11.9651 | 9.1666 | 6.6869 | 3.2111 | 12.0366 | 9.0485 | 6.6008 | 2.9832 | 12.1172 | 8.9512 | 6.5298 | 2.7007 | 12.203 | 8.8664 | 6.4679 | 2.4916 | 12.3012 | 8.7739 | 6.4004 | 2.289 | 12.6244 | 8.2715 | 6.034 | 1.0518 | 12.8955 | 7.6045 | 5.5474 | -1.5432 | 13.0102 | 7.0556 | 5.147 | -3.7735 | 13.0592 | 6.7699 | 4.9386 | -4.5853 | 11.7726 | 9.6083 | 7.0091 | 3.865 | 11.7579 | 9.5909 | 6.9964 | 3.9261 | 11.7866 | 9.4854 | 6.9195 | 3.8228 | 11.8232 | 9.3572 | 6.8259 | 3.6615 | 11.8674 | 9.2385 | 6.7394 | 3.4582 | 11.9164 | 9.0929 | 6.6331 | 3.319 | 11.9734 | 8.9098 | 6.4996 | 3.1365 | 12.0361 | 8.8143 | 6.4299 | 2.8906 | 12.1076 | 8.7314 | 6.3694 | 2.712 | 12.223 | 8.5669 | 6.2494 | 2.1016 | 12.561 | 7.7459 | 5.6505 | -0.88982 | 12.7335 | 6.9726 | 5.0864 | -3.2622 | 12.7666 | 6.5512 | 4.779 | -4.9008 | 12.7007 | 6.6333 | 4.8389 | -3.9646
WOODHOUSE PARK | MOSS NOOK | SOUTH MANCHESTER | 382132 | 386340 | primary | best view | 25.0768 | 11.2076 | 8.0551 | 8.853 | 25.0575 | 11.0182 | 7.919 | 7.8928 | 25.0985 | 10.8932 | 7.8291 | 7.6701 | 25.171 | 10.5696 | 7.5966 | 7.5096 | 25.2439 | 10.135 | 7.2842 | 7.2461 | 25.3207 | 10.1973 | 7.329 | 6.963 | 25.4026 | 10.0495 | 7.2228 | 6.6337 | 25.4932 | 9.9712 | 7.1665 | 6.408 | 25.5917 | 9.8525 | 7.0812 | 6.1126 | 25.7057 | 9.7103 | 6.979 | 5.7597 | 26.1931 | 9.0545 | 6.5077 | 4.3601 | 26.5336 | 8.8455 | 6.3575 | 3.5336 | 26.6582 | 8.825 | 6.3427 | 3.2525 | 26.7082 | 8.7403 | 6.2819 | 3.1956 | 25.0766 | 11.2076 | 8.0551 | 8.853 | 25.0266 | 11.1183 | 7.9909 | 8.3688 | 25.0196 | 11.0694 | 7.9558 | 8.2641 | 25.0322 | 10.9235 | 7.8509 | 8.2346 | 25.0384 | 10.6316 | 7.6411 | 8.1195 | 25.051 | 10.0922 | 7.2534 | 7.9534 | 25.0821 | 10.0214 | 7.2026 | 7.7201 | 25.1311 | 9.8972 | 7.1133 | 7.5693 | 25.1969 | 9.817 | 7.0556 | 7.3205 | 25.2795 | 9.8386 | 7.0712 | 7.0541 | 25.4695 | 9.845 | 7.0758 | 6.1249 | 25.5975 | 9.7399 | 7.0003 | 5.495 | 25.647 | 9.681 | 6.9579 | 5.201 | 25.6595 | 9.611 | 6.9076 | 4.9693 | 25.0768 | 11.2076 | 8.0551 | 8.853 | 25.0574 | 11.0383 | 7.9334 | 7.8928 | 25.0992 | 10.8982 | 7.8327 | 7.6699 | 25.1717 | 10.6229 | 7.6349 | 7.5094 | 25.2446 | 9.9982 | 7.1859 | 7.2459 | 25.3213 | 10.073 | 7.2397 | 6.9628 | 25.4031 | 9.9731 | 7.1678 | 6.6336 | 25.4934 | 9.8786 | 7.0999 | 6.408 | 25.5896 | 9.7789 | 7.0283 | 6.1132 | 25.6947 | 9.6685 | 6.949 | 5.7823 | 26.1443 | 9.0833 | 6.5283 | 4.4547 | 26.4599 | 8.7565 | 6.2934 | 3.652 | 26.5922 | 8.7602 | 6.2961 | 3.3675 | 26.6358 | 8.6724 | 6.233 | 3.2952 | 25.0772 | 11.2076 | 8.0551 | 8.853 | 25.0526 | 11.0486 | 7.9409 | 7.8786 | 25.0961 | 10.9389 | 7.862 | 7.6333 | 25.1777 | 10.752 | 7.7277 | 7.4341 | 25.2688 | 10.4115 | 7.483 | 7.143 | 25.3737 | 10.1145 | 7.2695 | 6.8138 | 25.4944 | 9.902 | 7.1168 | 6.4093 | 25.635 | 9.7649 | 7.0182 | 6.0888 | 25.7883 | 9.5932 | 6.8948 | 5.7472 | 25.9689 | 9.3968 | 6.7537 | 5.3874 | 26.5837 | 8.4661 | 6.0848 | 3.4903 | 27.0052 | 7.2196 | 5.1889 | -0.3212 | 27.2206 | 6.6136 | 4.7533 | -3.2821 | 27.3201 | 5.9776 | 4.2962 | -5.6836 | 25.0772 | 11.2076 | 8.0551 | 8.853 | 25.037 | 11.0427 | 7.9366 | 7.9391 | 25.0899 | 10.6851 | 7.6796 | 7.6627 | 25.1694 | 10.2738 | 7.3839 | 7.4789 | 25.2547 | 9.9869 | 7.1778 | 7.2265 | 25.3487 | 9.7356 | 6.9972 | 6.9501 | 25.463 | 9.6086 | 6.9059 | 6.5943 | 25.5925 | 9.5303 | 6.8496 | 6.3288 | 25.7352 | 9.4239 | 6.7732 | 6.0041 | 25.9257 | 9.2184 | 6.6254 | 5.0858 | 26.5454 | 8.2013 | 5.8944 | 0.72895 | 26.8456 | 7.2799 | 5.2322 | -2.7192 | 26.9384 | 6.8906 | 4.9524 | -4.8106 | 26.8512 | 6.7356 | 4.841 | -4.5859
WOODLEY | VERNON PARK | BREDBURY | 393116 | 392019 | primary | best view | 21.4611 | 8.4672 | 6.0855 | 15.1124 | 21.441 | 8.2981 | 5.964 | 14.8926 | 21.4846 | 8.0274 | 5.7694 | 14.7329 | 21.564 | 7.745 | 5.5665 | 14.5631 | 21.6432 | 7.4444 | 5.3505 | 14.304 | 21.7209 | 7.0015 | 5.0321 | 14.0787 | 21.8081 | 6.845 | 4.9196 | 13.9055 | 21.9179 | 6.7758 | 4.8699 | 13.775 | 22.0427 | 6.6629 | 4.7888 | 13.4853 | 22.1862 | 6.5365 | 4.6979 | 13.2132 | 23.217 | 6.0644 | 4.3586 | 11.8919 | 24.729 | 5.9996 | 4.312 | 10.5187 | 25.9118 | 6.9221 | 4.975 | 9.4187 | 27.2186 | 6.7385 | 4.8431 | 8.384 | 21.4609 | 8.4672 | 6.0855 | 15.1124 | 21.4098 | 8.3458 | 5.9983 | 15.0582 | 21.407 | 8.0957 | 5.8185 | 15.0571 | 21.4296 | 7.8753 | 5.6601 | 15.0755 | 21.4436 | 7.6175 | 5.4748 | 15.0286 | 21.4652 | 7.382 | 5.3056 | 14.988 | 21.5178 | 7.2047 | 5.1782 | 14.9422 | 21.5945 | 7.159 | 5.1453 | 14.8272 | 21.695 | 7.1002 | 5.1031 | 14.6878 | 21.8188 | 7.0117 | 5.0395 | 14.4033 | 22.4127 | 6.6802 | 4.8012 | 13.5638 | 23.1821 | 6.6267 | 4.7628 | 12.8232 | 24.061 | 7.0648 | 5.0776 | 12.0897 | 24.8087 | 7.628 | 5.4824 | 11.6204 | 21.4611 | 8.4672 | 6.0855 | 15.1124 | 21.4399 | 8.2988 | 5.9645 | 14.8934 | 21.4839 | 8.0269 | 5.7691 | 14.7345 | 21.5624 | 7.7462 | 5.5674 | 14.5655 | 21.6405 | 7.4444 | 5.3505 | 14.3072 | 21.7231 | 7.0114 | 5.0393 | 14.0778 | 21.8213 | 6.8461 | 4.9204 | 13.8956 | 21.933 | 6.7766 | 4.8705 | 13.7635 | 22.0555 | 6.6632 | 4.789 | 13.4722 | 22.1892 | 6.5422 | 4.702 | 13.2214 | 23.0269 | 6.1066 | 4.3889 | 12.104 | 23.9135 | 6.1237 | 4.4013 | 11.2202 | 24.8569 | 7.0881 | 5.0943 | 10.3578 | 25.622 | 6.9758 | 5.0136 | 9.7695 | 21.4616 | 8.4672 | 6.0855 | 15.1124 | 21.4275 | 8.0776 | 5.8055 | 14.8921 | 21.4707 | 7.6412 | 5.4919 | 14.74 | 21.5609 | 7.1947 | 5.171 | 14.5705 | 21.6628 | 6.7644 | 4.8617 | 14.3043 | 21.8086 | 6.3137 | 4.5378 | 14.0418 | 22.0006 | 6.0885 | 4.3759 | 13.8017 | 22.2413 | 5.9789 | 4.2972 | 13.5838 | 22.5234 | 5.869 | 4.2182 | 13.215 | 22.9018 | 5.7298 | 4.1181 | 12.7853 | 25.0379 | 4.9077 | 3.5273 | 10.144 | 24.6639 | 4.0607 | 2.9185 | 5.7053 | 25.7223 | 4.235 | 3.0438 | 1.9185 | 22.0966 | 3.638 | 2.6147 | -0.40262 | 21.4616 | 8.4672 | 6.0855 | 15.1124 | 21.4297 | 8.3036 | 5.968 | 14.9109 | 21.5064 | 8.0381 | 5.7772 | 14.691 | 21.6164 | 7.7428 | 5.5649 | 14.5075 | 21.7381 | 7.273 | 5.2272 | 14.2388 | 22.033 | 6.8656 | 4.9345 | 13.8595 | 22.3021 | 6.6974 | 4.8135 | 13.5873 | 22.6439 | 6.6236 | 4.7605 | 13.3181 | 23.0208 | 6.5084 | 4.6777 | 12.8789 | 23.4713 | 6.2768 | 4.5112 | 12.0113 | 25.8837 | 6.5371 | 4.6983 | 7.2479 | 28.0254 | 5.3953 | 3.8777 | 2.8559 | 28.5982 | 4.8112 | 3.4579 | 0.12738 | 28.3448 | 4.7419 | 3.4081 | 0.4848
WOOLFOLD | BURY | KEARSLEY | 378874 | 411666 | primary | best view | 29.466 | 14.4533 | 10.3879 | 16.3286 | 29.46 | 14.2923 | 10.2722 | 15.417 | 29.5424 | 14.2438 | 10.2373 | 15.4445 | 29.6454 | 14.1124 | 10.1429 | 14.9778 | 29.7643 | 13.9758 | 10.0447 | 14.6413 | 29.8969 | 13.8356 | 9.944 | 14.1911 | 30.0156 | 13.7866 | 9.9087 | 13.8421 | 30.1496 | 13.6836 | 9.8346 | 13.3733 | 30.2851 | 13.5503 | 9.7389 | 12.8603 | 30.4355 | 13.4128 | 9.6401 | 12.2646 | 31.011 | 12.8799 | 9.2571 | 10.1938 | 31.3992 | 12.8349 | 9.2247 | 9.4058 | 31.6257 | 13.0875 | 9.4062 | 9.3825 | 31.7677 | 13.1487 | 9.4503 | 9.8333 | 29.4651 | 14.4533 | 10.3879 | 16.3286 | 29.4664 | 14.3447 | 10.3098 | 15.6971 | 29.5249 | 14.3202 | 10.2922 | 15.8418 | 29.5872 | 14.2584 | 10.2478 | 15.5588 | 29.6533 | 14.1926 | 10.2005 | 15.4418 | 29.704 | 14.1224 | 10.15 | 15.1731 | 29.7672 | 14.0603 | 10.1054 | 14.949 | 29.8422 | 13.9947 | 10.0583 | 14.6261 | 29.9284 | 13.8978 | 9.9886 | 14.2264 | 30.0232 | 13.83 | 9.9399 | 13.8597 | 30.2745 | 13.5649 | 9.7493 | 12.5701 | 30.4522 | 13.4135 | 9.6405 | 11.7846 | 30.5689 | 13.7049 | 9.85 | 11.3535 | 30.6478 | 13.7149 | 9.8572 | 11.2023 | 29.466 | 14.4533 | 10.3879 | 16.3286 | 29.46 | 14.2866 | 10.268 | 15.417 | 29.5424 | 14.2485 | 10.2407 | 15.4445 | 29.6454 | 14.1035 | 10.1364 | 14.9778 | 29.7643 | 13.9511 | 10.027 | 14.6413 | 29.8969 | 13.85 | 9.9542 | 14.1911 | 30.0156 | 13.7879 | 9.9096 | 13.8421 | 30.1496 | 13.6841 | 9.835 | 13.3733 | 30.2851 | 13.5434 | 9.7339 | 12.8603 | 30.423 | 13.4307 | 9.6529 | 12.3274 | 30.9488 | 12.9316 | 9.2942 | 10.4537 | 31.309 | 12.8967 | 9.2691 | 9.7136 | 31.5262 | 13.1397 | 9.4438 | 9.6607 | 31.6694 | 13.2192 | 9.5009 | 10.0555 | 29.4682 | 14.4533 | 10.3879 | 16.3286 | 29.4624 | 14.2826 | 10.2652 | 15.4226 | 29.5684 | 14.2616 | 10.2501 | 15.4787 | 29.7044 | 14.1353 | 10.1593 | 15.0541 | 29.8762 | 14.0185 | 10.0754 | 14.79 | 30.0339 | 13.8882 | 9.9818 | 14.4249 | 30.1865 | 13.767 | 9.8946 | 14.1221 | 30.3643 | 13.6359 | 9.8004 | 13.7295 | 30.5617 | 13.5021 | 9.7042 | 13.3686 | 30.7956 | 13.365 | 9.6057 | 13.029 | 31.5938 | 12.5181 | 8.997 | 10.4634 | 32.2682 | 11.3083 | 8.1275 | 5.16 | 32.6738 | 10.4389 | 7.5027 | 0.83913 | 32.9177 | 9.7681 | 7.0205 | -1.826 | 29.4682 | 14.4533 | 10.3879 | 16.3286 | 29.4467 | 14.2989 | 10.2769 | 15.4791 | 29.609 | 14.2032 | 10.2081 | 15.3672 | 29.7508 | 14.0782 | 10.1183 | 14.9433 | 29.8851 | 14.004 | 10.0649 | 14.7118 | 30.0004 | 13.8649 | 9.9649 | 14.4139 | 30.1357 | 13.7481 | 9.881 | 14.1664 | 30.2869 | 13.6529 | 9.8126 | 13.8551 | 30.4644 | 13.5323 | 9.7259 | 13.3793 | 30.7089 | 13.2701 | 9.5375 | 12.0844 | 31.5301 | 12.7377 | 9.1548 | 5.9624 | 32.0091 | 11.5238 | 8.2824 | 1.219 | 32.1864 | 10.8085 | 7.7683 | -1.5856 | 32.1212 | 10.8627 | 7.8072 | -0.50912
WORDSWORTH ST | BOLTON | KEARSLEY | 370709 | 410873 | primary | best view | 31.4992 | 9.8112 | 7.1572 | 14.4764 | 31.4719 | 9.7211 | 7.0914 | 14.1106 | 31.5044 | 9.6684 | 7.053 | 14.2346 | 31.572 | 9.5213 | 6.9457 | 13.8421 | 31.6531 | 9.3651 | 6.8317 | 13.3531 | 31.7438 | 9.2109 | 6.7192 | 12.9126 | 31.8423 | 9.1049 | 6.6419 | 12.6224 | 31.9529 | 9.0107 | 6.5732 | 12.3028 | 32.0729 | 8.8663 | 6.4679 | 11.9166 | 32.2147 | 8.6357 | 6.2996 | 11.2644 | 32.7603 | 8.1502 | 5.9454 | 9.3476 | 33.1371 | 7.8405 | 5.7195 | 8.4675 | 33.3512 | 8.035 | 5.8614 | 8.3078 | 33.4668 | 7.9371 | 5.79 | 8.6152 | 31.4988 | 9.8112 | 7.1572 | 14.4764 | 31.4762 | 9.7113 | 7.0843 | 14.1191 | 31.4954 | 9.7132 | 7.0856 | 14.2837 | 31.5375 | 9.604 | 7.006 | 14.0106 | 31.5833 | 9.4925 | 6.9246 | 13.6637 | 31.6425 | 9.3869 | 6.8476 | 13.3588 | 31.7186 | 9.3048 | 6.7877 | 13.1449 | 31.7747 | 9.2367 | 6.7381 | 12.8976 | 31.8439 | 9.146 | 6.6718 | 12.5733 | 31.9248 | 9.0218 | 6.5813 | 12.0973 | 32.1148 | 8.7956 | 6.4163 | 11.0027 | 32.2493 | 8.5913 | 6.2672 | 10.2558 | 32.3256 | 8.7351 | 6.3721 | 9.7397 | 32.3678 | 8.9879 | 6.5566 | 9.4984 | 31.4992 | 9.8112 | 7.1572 | 14.4764 | 31.4719 | 9.7156 | 7.0874 | 14.1106 | 31.5044 | 9.6953 | 7.0726 | 14.2346 | 31.572 | 9.5116 | 6.9386 | 13.8421 | 31.6531 | 9.3798 | 6.8425 | 13.3531 | 31.7438 | 9.2085 | 6.7174 | 12.9126 | 31.8423 | 9.1008 | 6.6389 | 12.6224 | 31.9529 | 9.0149 | 6.5762 | 12.3028 | 32.0729 | 8.8434 | 6.4511 | 11.9166 | 32.2034 | 8.715 | 6.3574 | 11.3166 | 32.7013 | 8.2083 | 5.9878 | 9.5799 | 33.05 | 7.9061 | 5.7674 | 8.7498 | 33.2539 | 8.0753 | 5.8908 | 8.5428 | 33.3699 | 7.9592 | 5.8061 | 8.8038 | 31.5 | 9.8112 | 7.1572 | 14.4764 | 31.468 | 9.7097 | 7.0831 | 14.106 | 31.505 | 9.6421 | 7.0338 | 14.2311 | 31.5875 | 9.4178 | 6.8701 | 13.8436 | 31.6959 | 9.2503 | 6.748 | 13.4207 | 31.8254 | 9.0381 | 6.5931 | 12.9633 | 31.9744 | 8.8788 | 6.477 | 12.6736 | 32.1485 | 8.7465 | 6.3804 | 12.3553 | 32.3411 | 8.6066 | 6.2784 | 12.0323 | 32.5695 | 8.428 | 6.1481 | 11.5626 | 33.3492 | 7.377 | 5.3814 | 8.8658 | 34.0335 | 5.8683 | 4.2808 | 2.5431 | 31.7173 | 5.1449 | 3.7531 | -2.5409 | 26.535 | 4.3042 | 3.1399 | -5.7781 | 31.5 | 9.8112 | 7.1572 | 14.4764 | 31.4432 | 9.7289 | 7.0971 | 14.1887 | 31.496 | 9.7085 | 7.0822 | 14.2166 | 31.5714 | 9.5689 | 6.9804 | 13.8469 | 31.668 | 9.3022 | 6.7858 | 13.4685 | 31.7767 | 9.2629 | 6.7572 | 13.0713 | 31.9066 | 9.1256 | 6.657 | 12.8552 | 32.0525 | 9.0402 | 6.5947 | 12.626 | 32.2244 | 8.909 | 6.499 | 12.1697 | 32.4696 | 8.5507 | 6.2376 | 10.5455 | 33.3045 | 7.3872 | 5.3889 | 3.4814 | 33.7878 | 5.9175 | 4.3168 | -2.121 | 31.1224 | 5.0484 | 3.6827 | -5.4304 | 31.3423 | 5.084 | 3.7087 | -4.2037
WORSLEY MESNES | WIGAN | WASHWAY FARM / KIRKBY | 357435 | 403977 | primary | best view | 30.354 | 14.5462 | 10.6113 | 18.7046 | 30.3414 | 13.9879 | 10.204 | 16.0621 | 30.3784 | 13.7666 | 10.0425 | 15.6866 | 30.4407 | 13.4311 | 9.7978 | 14.6513 | 30.5164 | 13.1098 | 9.5634 | 13.5719 | 30.6012 | 12.5959 | 9.1885 | 11.2247 | 30.6939 | 12.1421 | 8.8575 | 8.8607 | 30.8002 | 11.8381 | 8.6357 | 7.3195 | 30.9168 | 11.5167 | 8.4013 | 5.7263 | 31.046 | 11.2647 | 8.2174 | 4.4938 | 31.5653 | 10.781 | 7.8646 | 2.9383 | 31.9371 | 10.6455 | 7.7658 | 2.1684 | 32.1474 | 10.8313 | 7.9013 | 1.9992 | 32.2977 | 10.8251 | 7.8968 | 2.1017 | 30.3538 | 14.5462 | 10.6113 | 18.7046 | 30.3373 | 14.2124 | 10.3677 | 17.3669 | 30.3554 | 14.0356 | 10.2387 | 17.1399 | 30.3868 | 13.8469 | 10.1011 | 16.801 | 30.4198 | 13.6595 | 9.9644 | 16.4451 | 30.4622 | 13.4223 | 9.7914 | 15.7339 | 30.519 | 13.2544 | 9.6689 | 14.9754 | 30.5896 | 13.1406 | 9.5859 | 14.4272 | 30.673 | 13.0076 | 9.4889 | 13.8338 | 30.7615 | 12.8947 | 9.4065 | 13.3435 | 30.9831 | 12.6368 | 9.2184 | 12.3629 | 31.1477 | 12.5056 | 9.1227 | 11.6084 | 31.26 | 12.5748 | 9.1732 | 11.1516 | 31.3424 | 12.5058 | 9.1228 | 10.8249 | 30.354 | 14.5462 | 10.6113 | 18.7046 | 30.3414 | 13.9877 | 10.2038 | 16.0621 | 30.3783 | 13.7661 | 10.0422 | 15.6867 | 30.4406 | 13.4304 | 9.7973 | 14.6514 | 30.5161 | 13.1086 | 9.5626 | 13.572 | 30.6013 | 12.5939 | 9.1871 | 11.2247 | 30.6946 | 12.1399 | 8.8559 | 8.8604 | 30.8011 | 11.837 | 8.6349 | 7.319 | 30.9177 | 11.5154 | 8.4003 | 5.7258 | 31.0376 | 11.2712 | 8.2222 | 4.53 | 31.507 | 10.8095 | 7.8854 | 3.101 | 31.8354 | 10.6888 | 7.7973 | 2.382 | 32.023 | 10.8826 | 7.9387 | 2.2045 | 32.1426 | 10.8752 | 7.9333 | 2.2919 | 30.3546 | 14.5462 | 10.6113 | 18.7046 | 30.3385 | 13.9896 | 10.2052 | 16.0606 | 30.382 | 13.7681 | 10.0436 | 15.6919 | 30.4611 | 13.4181 | 9.7883 | 14.6647 | 30.5672 | 13.0859 | 9.546 | 13.6136 | 30.6971 | 12.5609 | 9.163 | 11.3019 | 30.8373 | 12.0902 | 8.8196 | 8.9487 | 30.9948 | 11.773 | 8.5882 | 7.4448 | 31.1718 | 11.4361 | 8.3424 | 5.9297 | 31.3543 | 11.1705 | 8.1488 | 4.8442 | 32.0295 | 10.4084 | 7.5928 | 2.847 | 32.5913 | 9.3947 | 6.8533 | -1.4184 | 32.9078 | 8.7752 | 6.4014 | -4.7804 | 33.0691 | 8.1847 | 5.9706 | -7.1287 | 30.3546 | 14.5462 | 10.6113 | 18.7046 | 30.3233 | 14.0939 | 10.2813 | 16.1167 | 30.3858 | 13.9432 | 10.1714 | 15.6901 | 30.4683 | 13.4692 | 9.8256 | 14.6703 | 30.5742 | 13.0668 | 9.5321 | 13.6309 | 30.6836 | 12.4471 | 9.08 | 11.3474 | 30.8082 | 11.9042 | 8.684 | 9.0536 | 30.9516 | 11.6126 | 8.4713 | 7.5986 | 31.119 | 11.2768 | 8.2262 | 6.0327 | 31.3402 | 10.9114 | 7.9597 | 4.348 | 32.0149 | 9.9361 | 7.2483 | -0.43818 | 32.4381 | 8.8789 | 6.477 | -4.2404 | 32.5767 | 8.2624 | 6.0273 | -6.4467 | 32.5038 | 8.2115 | 5.9902 | -5.969
WRIGHTINGTON | WRIGHTINGTON | PENWORTHAM WEST / STANAH | 353466 | 413290 | primary | best view | 30.493 | 16.3412 | 11.7447 | 15.5336 | 30.5037 | 16.0039 | 11.5023 | 15.2015 | 30.598 | 15.6219 | 11.2278 | 14.7933 | 30.7186 | 15.1646 | 10.8991 | 14.2021 | 30.8633 | 14.7363 | 10.5912 | 13.565 | 31.0242 | 14.2898 | 10.2703 | 12.8412 | 31.1709 | 13.968 | 10.0391 | 12.1611 | 31.3352 | 13.677 | 9.8299 | 11.4595 | 31.5095 | 13.3681 | 9.6079 | 10.677 | 31.7217 | 13.0046 | 9.3466 | 9.755 | 32.6251 | 11.5561 | 8.3056 | 6.3121 | 33.2803 | 10.7782 | 7.7465 | 4.6937 | 33.6593 | 10.7801 | 7.7479 | 4.5385 | 33.8957 | 10.8087 | 7.7684 | 5.0099 | 30.4921 | 16.3412 | 11.7447 | 15.5336 | 30.5174 | 16.0675 | 11.548 | 15.2849 | 30.6023 | 15.7437 | 11.3153 | 14.996 | 30.6759 | 15.3935 | 11.0636 | 14.6772 | 30.7367 | 15.0908 | 10.8461 | 14.3489 | 30.8117 | 14.7415 | 10.595 | 13.8892 | 30.9042 | 14.5052 | 10.4252 | 13.4242 | 31.0121 | 14.3075 | 10.283 | 12.9348 | 31.1348 | 14.0698 | 10.1122 | 12.3205 | 31.2693 | 13.838 | 9.9457 | 11.77 | 31.6428 | 13.1139 | 9.4253 | 9.8722 | 31.9268 | 12.5752 | 9.0381 | 8.4787 | 32.125 | 12.4778 | 8.9681 | 7.7114 | 32.2655 | 12.3271 | 8.8597 | 7.1438 | 30.493 | 16.3412 | 11.7447 | 15.5336 | 30.5037 | 16.0034 | 11.502 | 15.2016 | 30.5979 | 15.6211 | 11.2272 | 14.7934 | 30.7185 | 15.1634 | 10.8982 | 14.2021 | 30.8631 | 14.7338 | 10.5895 | 13.5651 | 31.0243 | 14.2871 | 10.2684 | 12.8412 | 31.1714 | 13.9716 | 10.0417 | 12.1608 | 31.3358 | 13.6826 | 9.834 | 11.4592 | 31.5101 | 13.3731 | 9.6115 | 10.6766 | 31.7065 | 13.0241 | 9.3607 | 9.8273 | 32.5352 | 11.6428 | 8.3679 | 6.6219 | 33.1266 | 10.9006 | 7.8345 | 5.0752 | 33.4797 | 10.9099 | 7.8412 | 4.8873 | 33.6946 | 10.9647 | 7.8805 | 5.3669 | 30.495 | 16.3412 | 11.7447 | 15.5336 | 30.5058 | 16.1022 | 11.573 | 15.1748 | 30.62 | 15.5218 | 11.1558 | 14.7664 | 30.7735 | 13.7094 | 9.8532 | 14.2102 | 30.9705 | 13.2578 | 9.5286 | 13.6257 | 31.1673 | 12.7758 | 9.1822 | 12.9475 | 31.3945 | 12.3397 | 8.8688 | 12.2915 | 31.6603 | 12.0051 | 8.6283 | 11.6259 | 31.9531 | 11.6656 | 8.3843 | 10.9451 | 32.2974 | 11.3148 | 8.1322 | 10.3398 | 33.5274 | 9.4784 | 6.8123 | 7.4418 | 34.4188 | 7.1883 | 5.1664 | 3.3398 | 34.8397 | 5.7361 | 4.1226 | 1.1988 | 28.4157 | 4.6784 | 3.3625 | -0.60091 | 30.495 | 16.3412 | 11.7447 | 15.5336 | 30.4852 | 16.0194 | 11.5135 | 15.2271 | 30.6493 | 15.5749 | 11.194 | 14.5961 | 30.8116 | 15.0797 | 10.8381 | 13.994 | 30.9988 | 14.6075 | 10.4987 | 13.407 | 31.1837 | 14.0186 | 10.0754 | 12.7807 | 31.401 | 13.603 | 9.7768 | 12.2006 | 31.6439 | 13.2655 | 9.5342 | 11.6561 | 31.908 | 12.9556 | 9.3114 | 11.0916 | 32.2365 | 12.5103 | 8.9914 | 10.1879 | 33.3693 | 10.4357 | 7.5003 | 5.7652 | 33.972 | 8.1698 | 5.8718 | 2.591 | 34.1242 | 7.374 | 5.2998 | 1.274 | 34.0571 | 7.2093 | 5.1815 | 1.7971
YEALAND | KENDAL (PARKSIDE RD) | HARKER / HUTTON | 351537 | 475934 | primary | best view | 12.0498 | 12.0498 | 12.0498 | 8.9008 | 12.0546 | 12.0546 | 12.0546 | 8.8165 | 12.1023 | 12.1023 | 12.1023 | 8.7313 | 12.1335 | 12.1335 | 12.1335 | 8.606 | 12.1722 | 12.1722 | 12.1722 | 8.4065 | 12.2152 | 12.2152 | 12.2152 | 8.3177 | 12.2616 | 12.2616 | 12.2616 | 8.2928 | 12.3147 | 12.3147 | 12.3147 | 8.1801 | 12.3718 | 12.3718 | 12.3718 | 8.0845 | 12.4457 | 12.4457 | 12.4457 | 7.9568 | 12.7249 | 12.7249 | 12.7249 | 7.3122 | 12.8974 | 12.8974 | 12.8974 | 6.991 | 12.9939 | 12.9939 | 12.9939 | 6.8821 | 13.0458 | 13.0458 | 13.0458 | 6.9637 | 12.0511 | 12.0511 | 12.0511 | 8.9008 | 12.0609 | 12.0609 | 12.0609 | 8.9319 | 12.1037 | 12.1037 | 12.1037 | 8.9314 | 12.1239 | 12.1239 | 12.1239 | 8.9105 | 12.1479 | 12.1479 | 12.1479 | 8.8128 | 12.1777 | 12.1777 | 12.1777 | 8.8208 | 12.2112 | 12.2112 | 12.2112 | 8.8933 | 12.2484 | 12.2484 | 12.2484 | 8.8143 | 12.2888 | 12.2888 | 12.2888 | 8.7479 | 12.332 | 12.332 | 12.332 | 8.7336 | 12.46 | 12.46 | 12.46 | 8.5505 | 12.5577 | 12.5577 | 12.5577 | 8.3939 | 12.6283 | 12.6283 | 12.6283 | 8.303 | 12.678 | 12.678 | 12.678 | 8.2989 | 12.0498 | 12.0498 | 12.0498 | 8.9008 | 12.0545 | 12.0545 | 12.0545 | 8.8165 | 12.1023 | 12.1023 | 12.1023 | 8.7314 | 12.1334 | 12.1334 | 12.1334 | 8.606 | 12.1722 | 12.1722 | 12.1722 | 8.4066 | 12.2152 | 12.2152 | 12.2152 | 8.3177 | 12.2619 | 12.2619 | 12.2619 | 8.2925 | 12.315 | 12.315 | 12.315 | 8.1798 | 12.3721 | 12.3721 | 12.3721 | 8.0841 | 12.4403 | 12.4403 | 12.4403 | 7.9698 | 12.7003 | 12.7003 | 12.7003 | 7.3774 | 12.8508 | 12.8508 | 12.8508 | 7.0851 | 12.9387 | 12.9387 | 12.9387 | 6.9826 | 12.9792 | 12.9792 | 12.9792 | 7.0683 | 12.0497 | 12.0497 | 12.0497 | 8.9008 | 12.0578 | 12.0578 | 12.0578 | 8.8154 | 12.1107 | 12.1107 | 12.1107 | 8.7295 | 12.1457 | 12.1457 | 12.1457 | 8.6048 | 12.1913 | 12.1913 | 12.1913 | 8.4271 | 12.2442 | 12.2442 | 12.2442 | 8.3416 | 12.3048 | 12.3048 | 12.3048 | 8.2331 | 12.3756 | 12.3756 | 12.3756 | 8.0955 | 12.4529 | 12.4529 | 12.4529 | 7.9971 | 12.5454 | 12.5454 | 12.5454 | 7.8317 | 12.9069 | 12.9069 | 12.9069 | 7.1192 | 13.2471 | 13.2471 | 13.2471 | 6.3306 | 13.375 | 13.375 | 13.375 | 5.8894 | 13.4389 | 13.4389 | 13.4389 | 5.6316 | 12.0497 | 12.0497 | 12.0497 | 8.9008 | 12.0581 | 12.0581 | 12.0581 | 8.816 | 12.1252 | 12.1252 | 12.1252 | 8.7022 | 12.1672 | 12.1672 | 12.1672 | 8.5642 | 12.218 | 12.218 | 12.218 | 8.3723 | 12.2728 | 12.2728 | 12.2728 | 8.2891 | 12.3353 | 12.3353 | 12.3353 | 8.1648 | 12.4048 | 12.4048 | 12.4048 | 8.0407 | 12.4792 | 12.4792 | 12.4792 | 7.9632 | 12.6021 | 12.6021 | 12.6021 | 7.7101 | 13.0261 | 13.0261 | 13.0261 | 6.6677 | 13.2104 | 13.2104 | 13.2104 | 6.0592 | 13.2642 | 13.2642 | 13.2642 | 5.8361 | 13.2401 | 13.2401 | 13.2401 | 6.063